## 0_Naslovnica
OPOZORILO! Vsi prevodi v angleščino so strojno izdelani in zgolj informativne narave. V primeru kakršnekoli nejasnosti ali dvoma izključno velja izvirno besedilo v slovenščini. WARNING! All translations into English have been produced by machine translation and are provided for informational purposes only. In the event of any ambiguity or uncertainty, the original Slovenian text shall prevail exclusively.
| / | / | [5 empty] | /
| Sprem./Rev.: | Opis spremembe/Description of Changes: | [5 empty] | Datum/Date: | Podpis/Signature:
| Investitor/Investor: |  |  |  |  | Gradnja/Facility
|  |  | Univerza v Ljubljani Kongresni trg 12 1000 Ljubljana, Slovenija |  |  | Fakulteta za strojništvo/Faculty of Mechanical Engineering
| Projektant/Design Engineer: |  |  |  |  | Del objekta/sistem/Building/System:
|  |  | IBE, svetovanje, projektiranje in inženiring Ljubljana, Slovenija |  |  | STAVBA FAKULTETE/FACULTY BUILDING
| Projektant/Design Engineer: |  |  |  |  | Vrsta načrta/Documentation:
3 NAČRT S PODROČJA ELEKTROTEHNIKE/ DOC. IN THE FIELD OF ELECTRICAL ENGINEERING
|  | Ime in priimek/Name and Surname: |  |  | Id. št./Id. No: | Vsebina risbe (dokumenta)/Document Title:
| Vodja proj./ Des. Manager: | Boštjan Vuga, univ. dipl. inž. arh., grad. dip. (AA) |  |  | ZAPS 0035 PA PPN | PR. POPIS ELEKTRO DEL/BOQ OF ELEC. WORKS 3/12 Multimedijska oprema/Multimedia Equipment
| Poobl. strok./ Cert. Profess.: | Robert Bobovnik, dipl. inž. el. |  |  | IZS E-2380
| Poobl. strok./ Cert. Profess.: |  |  |  |  | Št. proj./ Proj. No.: | 362-19 |  | Vrsta dokument./ Document. Type: | DZR
| Izdelal/ Creator: | Enis Rokša, mag. inž. el. |  |  |  | Klas. ozn./ Class. No.: | -- |  | Stran/ Page: | 1/*
| Datum/ Date: | maj/May 2026 |  | Merilo/ Scale: | / | Ident. ozn./ Id. No: | JULFS--6E9542P

## 0_Osebe
Investitor: | UNIVERZA V LJUBLJANI | UNIVERSITY IN LJUBLJANA
Gradnja: | Fakulteta za strojništvo | Faculty of Mechanical Engineering
Objekt: | STAVBA FAKULTETE | FACULTY BUILDING
POOBLAŠČENI STROKOVNJAKI, ODGOVORNI ZA IZDELAVO PROJEKTANTSKEGA POPISA:
Id. št. ZAPS/IZS | Pooblaščeni strokovnjak | Strokovno področje
IZS E-2380 | Robert Bobovnik, dipl. inž. el. | Multimedijska oprema
SODELAVCI PRI IZDELAVI PROJEKTANTSKEGA POPISA:
/ | Enis Rokša, mag. inž. el. | Multimedijska oprema
/
CERTIFIED EXPERTS RESPONSIBLE FOR ELABORATING THE BILL OF QUANTITIES:
Id. No ZAPS/IZS | Certified Expert | Area of Expertise
IZS E-2380 | Robert Bobovnik, dipl. inž. el. | Multimedia equipment
COLABORATORS IN THE ELABORATING THE BILL OF QUANTITIES:
/ | Enis Rokša, mag. inž. el. | Multimedia equipment
/

## 0.1_Uvod-STP
Investitor: | UNIVERZA V LJUBLJANI | UNIVERSITY IN LJUBLJANA
Gradnja: | Fakulteta za strojništvo | Faculty of Mechanical Engineering
Objekt: | STAVBA FAKULTETE | FACULTY BUILDING
0.1 | SPLOŠNI TEHNIČNI POGOJI | GENERAL TECHNICAL CONDITIONS
| Izvajalec je gospodarski subjekt s katerim naročnik sklene pogodbo o izvedbi javnega naročila in je v fazi oddaje naročila kot ponudnik oddal ekonomsko najugodnejšo ponudbo. | The contractor is the economic operator with which the contracting authority concludes the public procurement contract and which has submitted the most economically advantageous tender as the tenderer in the award phase.
0.1.1 | Izvajalec se obveže, da bo upošteval veljavno zakonodajo, ki ureja graditev objektov v Republiki Sloveniji, vključno s povezanimi podzakonskimi akti, predpisi, tehničnimi smernicami, standardi, pravili stroke in dobro gradbeno prakso. Prav tako mora izvajalec upoštevati vse zahteve izdanega integralnega gradbenega dovoljenja in vsa dela izvesti skladno s projektno dokumentacijo ter ostalimi pogoji, objavljenimi v razpisni dokumentaciji. | The Contractor undertakes to comply with the applicable legislation governing the construction of buildings in the Republic of Slovenia, including related by-laws, regulations, technical guidelines, standards, professional rules and good construction practice. The Contractor shall also comply with all the requirements of the integral building permit issued and shall carry out all works in accordance with the project documentation and other conditions published in the tender documentation.
0.1.2 | Dela lahko izvaja samo izvajalec, ki je registriran za opravljanje gradbene dejavnosti in ima za tovrstna dela ustrezno zavarovanje za škodo, certifikate, tehnično izobražen kader, sredstva ter je usposobljen za samostojno pripravo in izvedbo del. | The work may only be carried out by a contractor who is registered to carry out construction work and who has the appropriate insurance for such work, certificates, technically trained staff, resources and is qualified to prepare and carry out the work independently.
0.1.3 | Izvajalec odgovarja za kakovost izvedbe vseh del. | The Contractor shall be responsible for the quality of the execution of all works.
0.1.4 | Izvajalec nosi vso odgovornost za nesreče in škodo, ki nastane na objektu ali v okolici zaradi njegovega dela. | The Contractor shall bear all liability for accidents and damage to the installation or the surrounding area caused by his work.
0.1.5 | Pred oddajo ponudbe se je izvajalec dolžan seznaniti z območjem predvidenim za gradnjo in temu prilagoditi vsa potrebna dela, kar mora biti zajeto v ponudbi. V neposredni bližini predvidene gradnje se nahajajo stavbe, v katerih potekajo izobraževalni in raziskovalni procesi. Zato bo izvajalec moral izvajati kontrolo hrupa in kontrolo vibracij. Dela, ki so hrupna in dela, ki povzročajo vibracije bo izvajalec moral preprečiti oziroma jih izvesti na način, da povzročajo minimalne vplive. Tehnologijo rušenja, pilotiranja in tehnologijo izvedbe ostalih del bo izvajalec moral prilagoditi tako, da bo vpliv minimalen. Izvajalec mora preprečiti in zmanjšati emisije delcev iz gradbišča na najmanjšo možno mero. | Before submitting a tender, the contractor is obliged to familiarise himself with the area to be constructed and to adapt any necessary works accordingly, which must be included in the tender. In the immediate vicinity of the proposed construction, there are buildings in which educational and research processes take place. The contractor will therefore be required to carry out noise and vibration control. Noise and vibration works will have to be avoided or carried out in such a way as to minimise the impact. Demolition, piling and other works will have to be adapted to minimise the impact. The contractor must avoid and minimise the emission of particulates emitted from the construction site as far as is reasonably practicable.
0.1.6 | Izvajalec je pred oddajo ponudbe dolžan pregledati projektno dokumentacijo in ostale pogoje, ki so del razpisne dokumentacije V primeru morebitnih napak in neskladij je izvajalec dolžan na to opozoriti naročnika pred oddajo ponudbe. | The Contractor is obliged to review the project documentation and other conditions forming part of the tender documentation before submitting the tender In case of any errors or inconsistencies, the Contractor is obliged to bring these to the attention of the Contracting Authority before submitting the tender.
0.1.7 | Pred oddajo ponudbe je izvajalec dolžan preveriti ustreznost popisov del in količin v teh popisih ter njihovo skladnost z ostalimi dokumenti projektne dokumentacije, ki so del razpisne dokumentacije. Prav tako je izvajalec dolžan preveriti vse detajle in sheme. Vse izmere je potrebno preveriti po posameznih projektih oz. načrtih, ki sestavljajo razpisno dokumentacijo. V primeru ugotovljenih neskladij je v času priprave ponudbe obvezan o tem obvestiti naročnika. | Before submitting a tender, the Contractor shall check the adequacy of the inventories of works and quantities in these Bills of Quantities and their conformity with the other documents of the project documentation forming part of the tender documentation. The Contractor shall also check all details and diagrams. All measurements shall be checked against the individual projects or plans forming part of the tender documentation. In the event of any discrepancies, the Contractor shall inform the Contracting Authority at the time of preparing the tender.
0.1.8 | Pred oddajo ponudbe je izvajalec dolžan v tem popisu preveriti zmnožke in seštevke ter prenose le-teh v rekapitulacijo. Izvajalec se s pripravo ponudbe obvezuje, da je prebral vse celice in elemente celotnega popisa, vključno z vsemi postavkami in splošnimi navodili ali določili in je preveril pravilnost preračuna ter s tem zagotavlja ponudbeno vrednost. | Before submitting a tender, the Contractor is required to check the products and totals in this Bill of Quantities (BoQ) and their transfer to the recapitulation. The Contractor undertakes, by preparing a tender, to have read all the cells and elements of the complete BoQ, including all headings and general instructions or provisions, and to have checked the correctness of the conversion, thereby guaranteeing the value of the tender.
0.1.9 | Dela bo izvajalec moral izvajati po predloženi projektni dokumentaciji, detajlih in z upoštevanjem navodil in potrditev projektanta, nadzornika in investitorja. Vso potrebno delavniško dokumentacijo zagotovi izvajalec del v okviru ponujene cene. | The Contractor shall carry out the works in accordance with the submitted design documents, details and subject to the instructions and approvals of the Designer, the Supervisor and the Investor. All necessary workshop documentation shall be provided by the Contractor within the scope of the price quoted.
0.1.10 | Pred izvedbo posameznih del je izvajalec dolžan pregledati projektno dokumentacijo za izvedbo gradnje (PZI) in elaborate. Na morebitne napake v dokumentaciji ali neskladja med posameznimi načrti ali deli načrtov (popisi del, tehnična poročila, lokacijski in tehnični prikazi) izvajalec opozori nadzornika in projektanta, in se z njima pravočasno uskladi. | The Contractor shall review the Detailed Design documentation (PZI) and the studies before carrying out the individual works. The Contractor shall draw the attention of the Supervisor and the Designer to any errors in the documentation or discrepancies between the individual designs or parts of designs (BoQ, technical reports, location and technical drawings) and shall coordinate with them in good time.
0.1.11 | Tehnični opisi, prikazi, detajli, sheme ter ostali dokumenti v PZI dokumentaciji predstavljajo dodaten opis popisnih postavk gradbeno obrtniških in inštalacijskih del ter jih je potrebno dosledno upoštevati skupaj s popisom del. | The technical descriptions, illustrations, details, diagrams and other documents in the Detailed Design documentation (PZI) are additional descriptions of the BoQ inventory items of the building, construction and installation works and must be strictly followed together with the BoQ.
0.1.12 | Specifikacije in zahteve, navedene v popisu, se ne smejo upoštevati kot edine zahteve. Izvajalec je dolžan v ceni zajeti in dobaviti vse elemente opreme ter opraviti dela in storitve, ki niso eksplicitno navedeni, a so bistvenega pomena za funkcionalnost, skladnost s predpisi ter kontinuirano, zanesljivo in varno obratovanje opreme. | The specifications and requirements set out in the BoQ shall not be taken as the only requirements. The Contractor shall be obliged to include in the price and supply all items of equipment and to carry out works and services which are not expressly mentioned but which are essential for the functionality, regulatory compliance and continuous, reliable and safe operation of the equipment.
0.1.13 | Vsa dela morajo biti izvedena kvalitetno in iz materialov z zahtevanimi lastnostmi, izvedena skladno z veljavno zakonodajo in z upoštevanjem navodil za vgradnjo za izbrane materiale in opremo, s predložitvijo predpisanih izjav o lastnostih in/ali certifikatov. Vsi gradbeni proizvodi (GP) morajo biti označeni s CE oznako. | All work shall be of good quality and be executed with materials of the required characteristics, in accordance with the applicable legislation and in compliance with the installation instructions for the materials and equipment selected, and shall be accompanied by the prescribed declarations of performance and/or certificates. All construction products (GP) shall bear the CE marking.
0.1.14 | Za vsako opisano delo v popisu je potrebno upoštevati celotno potrebno delo, ves osnovni in pomožni material, prevoz materiala in orodja na objekt, notranje transporte, delovne in pomožne odre, zaključno čiščenje in odstranitev odpadkov po dovršenem delu. | For each work described in the inventory, the total work required, all basic and ancillary materials, the transport of materials and tools to the site, internal transports, working and ancillary scaffolding, final cleaning and the disposal of waste after the work has been completed must be taken into account.
0.1.15 | Vsa delovna sredstva, organizacija in koordinacija del, pripravljalna, spremljajoča in zaključna dela, potrebni montažni in tesnilni materiali ter podkonstrukcije so sestavni del posameznih postavk. | All labour, organisation and coordination of the works, preparatory, accompanying and finishing works, necessary prefabrication and sealing materials and substructures are part of the individual items.
0.1.16 | V enotnih cenah posameznih postavk mora biti zajeto oz. upoštevano tudi naslednje: - načrt organizacije gradbišča s podrobnim terminskim planom in izvedba vseh pripravljalnih del, postavitev, organizacija, zaščita in prijava gradbišča, gradbiščnih objektov, ureditev začasnih deponij, tekoče vzdrževanje, skupaj s plačilom splošnih stroškov pristojbin in davkov upravnih organov, pridobivanju raznih dovoljenj in soglasij za izvedbo, ograditev gradbišča in postavitev gradbene table in prometne signalizacije, zagotavljanje ustrezne varnosti na gradbišču, tekoče vzdrževanje in končna odstranitev gradbišča; - zagotovitev potrebnih začasnih površin za transportne poti in gradnjo izven območja gradbišča s plačilom stroškov za sanacijo in vzpostavitev okoliških zemljišč in objektov v prvotno stanje (soglasja, odškodnine, itd.); - začasni odvoz, deponiranje in vračanje izkopanega materiala, ki ga ne bo možno deponirati na gradbišču; - odvoz in zagotovitev odstranjevanja odpadnega gradbenega materiala skladno z zakonodajo na področju ravnanja z odpadki (odvoz na urejene deponije s plačilom komunalnih prispevkov in taks itd.); - oteženi izkop v mokrem terenu, izkop v vodi, odvod meteorne vode iz gradbene jame in vode, ki se izceja iz bočnih strani izkopov; - ustrezno varovanje izkopa gradbene jame za objekt in ostalih manjših posameznih izkopov za izvedbo komunalne infrastrukture brez posegov na sosednja zemljišča; - ustrezno varovanje obstoječih objektov, infrastrukture in okolice v času gradnje ter dokumentiranje vseh morebitnih škodnih dogodkov; - pripravljalna, spremljajoča in zaključna dela (zakoličbe, zagotovitev potrebnih komunalnih priključkov za potrebe izvajanja gradnje, izvedba začasnih inštalacij, označevanje podzemnih vodov, postavljanje in vzdrževanje zakoličbenih profilov, izvedba in označevanje novih in starih križanj ter morebitna zaščita križanj komunalnih vodov, geodetski posnetki in izdajanje vmesnih posnetkov izvedene infrastrukture naročniku, izdelava zbirnih kart, itd.), v kolikor ni to drugače določeno; - pridobivanje soglasij in izvedba morebitnih zapor na vseh cestah s plačilom stroškov, nadomestil in pristojbin; - zagotovitev oz. postavitev in končna odstranitev po zaključku gradnje začasnih skladišč in začasnega pisarniškega kontejnerskega objekta vključno z opremo za dve delovni mesti in za skupne operativne sestanke vel. ca. 40 m2 za potrebe naročnika, s tekočim vzdrževanjem in čiščenjem. | The following must also be included or taken into account in the uniform prices for individual items: - a construction site organisation plan with a detailed timetable and the execution of all preparatory works, the setting-up, organisation, protection and registration of the construction site, site facilities, the arrangement of temporary storage facilities, ongoing maintenance, including the payment of general costs of fees and taxes of the administrative authorities, the obtaining of various permits and consents for the execution, the fencing of the site and the erection of construction signs and traffic signals, the provision of adequate security on the site, ongoing maintenance and the final dismantling of the construction site; - provision of the necessary temporary areas for transport routes and off-site construction, with costs for restoration and reinstatement of surrounding land and buildings (consents, compensation, etc.); - temporary removal, storage and return of excavated material that cannot be stored on site; - removing and disposing of waste building materials in accordance with waste management legislation (removal to regulated landfill sites with payment of municipal fees and charges, etc.); - difficult excavation in wet ground, excavation in water, drainage of rainwater from the construction pit and water draining from the sides of excavations; - adequate protection of the excavation of the construction pit for the building and other small individual excavations for the implementation of the utility infrastructure without encroaching on neighbouring land; - adequate protection of existing facilities, infrastructure and the surrounding area during construction, and documentation of any damage incidents; - preparatory, accompanying and finishing works (stake-out, provision of the necessary utility connections for the needs of construction, execution of temporary installations, marking of underground lines, installation and maintenance of stake-out profiles, execution and marking of new and old crossings and possible protection of crossings of utility lines, geodetic surveys and issuing of intermediate images of the completed infrastructure to the client, production of summary maps, etc.), unless otherwise specified; - obtaining consents and implementing any road closures, with costs, compensation and fees; - provision or erection and final removal on completion of construction of temporary storage and temporary office container building including equipment for two workstations and for joint operational meetings of approx. 40 m2 for the needs of the client, with ongoing maintenance and cleaning.
0.1.17 | V enotnih cenah posameznih postavk mora biti zajeto oz. upoštevano tudi naslednje: - izdelava montažne tehnične dokumentacije, detajlov izvedbe in vse druge potrebne delavniške dokumentacije (s področja arhitekture, gradbeništva, elektrotehnike, strojništva in zunanje ter krajinske ureditve) ter pridobitev obvezne potrditve s strani projektanta, nadzornika in investitorja; - odprava vseh vrst inštalacijskih kolizij z izvajanjem potrebnih premikov inštalacij in njihovim usklajevanjem na mestu montaže, vse v obsegu, ki ne vpliva na projektirano rešitev ali tip inštalacij oz. opreme; - zagotavljanje kompletnosti elektro-instalacijskih sistemov s področja avtomatike za doseganje njihove popolne funkcionalnosti delovanja; - stroški za nadzor in koordinacijo izvedbe vseh elektro napeljav, ki so predmet končne instalacije proizvoda (senčila, vrata, okna,…); - izdelava montažnih skic in detajlov za izvedbo v dogovoru z vodjo gradnje in nadzornikom; - izdelava in predstavitev vzorcev v ustrezni velikosti za potrditev projektanta, nadzornika in investitorja; - zagotavljanje varnosti in zdravja pri delu, zlasti izvajanje vseh del, ki izhajajo in ukrepov, ki izhajajo iz določil veljavnih predpisov varstva pri delu in zahtev Varnostnega načrta;- stroški garancij, ki jih mora izvajalec predložiti naročniku. | The following must also be included or taken into account in the uniform prices for individual items: - preparation of prefabricated technical documentation, construction details and all other necessary workshop documentation (architectural, civil, electrical, mechanical, exterior and landscaping) and obtaining the mandatory approval of the designer, the supervisor and the investor; - elimination of all types of installation conflicts by carrying out the necessary relocation of installations and their coordination at the installation site, all to the extent that it does not affect the design solution or the type of installation or equipment; - ensuring the completeness of electrical installation systems in the automation sector to achieve their full operational functionality; - the cost of supervising and coordinating the installation of all the electrical installations that are the subject of the final installation of the product (blinds, doors, windows, etc.); - preparation of erection drawings and details for implementation in agreement with the construction manager and supervisor; - production and presentation of samples in appropriate sizes for the approval of the designer, the supervisor and the investor; - ensuring health and safety at work, in particular the implementation of all the works arising from and the measures resulting from the provisions of the applicable occupational safety regulations and the requirements of the Safety Plan; - the cost of the guarantees to be provided by the contractor to the client.
0.1.18 | V enotnih cenah posameznih postavk mora biti zajeto oz. upoštevano tudi naslednje: - strošek vodje del glavnega izvajalca, ki bo izvajal tudi koordinacijo s podizvajalci in z drugimi izvajalci, ki jih bo izbral naročnik in bo opravljal delo vodje gradbišča; - koordinacija del z ostalimi izvajalci oz. podizvajalci del, projektantom, nadzornikom in investitorjem pri medsebojnem usklajevanju organizacije gradbišča in časovnega načrta del ter pri usklajevanju izdelave plana montaže, potrjenih s strani vseh udeležencev gradnje; - stroški koordinacije, sodelovanja in usklajevanja z dobavitelji tehnološke, laboratorijske, eksperimentalne in vse ostale pohištvene ter multimedijske opreme ter z vsemi ostalimi dobavitelji oz. podizvajalci na objektu; - stroški izdelave situacij; - stroški zavarovanja objekta v času izvedbe del in delavcev ter materiala na gradbišču v času izvajanja del, od začetka del do pridobitve uporabnega dovoljenja za objekt. Zavarovanje mora biti sklenjeno pri ustrezni zavarovalni družbi najmanj v višini pogodbene vrednosti ali v zakonsko predpisani vrednosti (v kolikor zavarovanje v višini pogodbene vrednosti presega zakonsko dovoljeno), za ves čas trajanja izvedbe del do uspešne primopredaje objekta; - preizkušanje kvalitete materiala, ki se vgrajuje in dokazovanje kvalitete s certifikati oz. tehničnimi soglasji; - izvedba vseh zahtevanih testov in preizkusov (npr. tlačni preizkusi, termografski pregledi, meritve elektromagnetnega sevanja, hrupa, itd.), poskusnega obratovanja celotnega objekta s poudarkom na vseh inštalacijah ter izvajanje predpisanega monitoringa v skladu s Poročilom o vplivih na okolje (pred gradnjo, med gradnjo in po končani gradnji); - izdelava izkaza požarne varnosti, vključno s sprotnim spremljanjem gradnje in izvajanjem požarnovarnostnih zahtev ter izdelava Požarnega reda z obveznimi prilogami; - izdelava Izkaza zaščite pred hrupom v stavbah; - izdelava Izkaza energijskih lastnosti stavbe in energetske izkaznice; - sodelovanje z izvajalci gradbenega in projektantskega nadzora in investitorjem za izvedbo tehničnega pregleda in priprava primopredaje, ki mora vsebovati vso zahtevano dokumentacijo, predvsem pa: izjave o skladnosti, požarni izkaz in ostale izkaze ter obvezne tabele, dokazilo o zanesljivosti objekta (DZO), certifikate in ateste za vgrajene materiale in opremo, zapisnike preizkusov in meritev, navodila za uporabo in vzdrževanje ter vse ostale dokumente v skladu s predpisi in pogodbenimi določili. | The following must also be included or taken into account in the uniform prices of the individual items: - the cost of a works manager for the main contractor, who will also coordinate with subcontractors and other contractors selected by the client and act as site manager; - coordination of the works with other contractors or subcontractors, the designer, the supervisor and the investor in coordinating the organisation of the construction site and the timetable for the works, and in coordinating the production of an installation plan approved by all the participants in the construction; - the costs of coordination, cooperation and coordination with suppliers of technological, laboratory, experimental and all other furniture and multimedia equipment, as well as with all other suppliers or subcontractors on the site; - the cost of drawing up situations; - the cost of insuring the building during the execution of the works and the workers and materials on site during the execution of the works, from the start of the works until the building has been licensed for occupation. The insurance must be taken out with a suitable insurance company for at least the contract value or the legal value (if the insurance for the contract value exceeds the legal value), for the entire duration of the works until the successful handover of the building; - testing the quality of the material to be installed and proving it with certificates or technical approvals; - carrying out all required tests and trials (e.g. pressure tests, thermographic inspections, electromagnetic radiation measurements, noise measurements, etc.), trial operation of the entire building, with emphasis on all installations, and carrying out the required monitoring in accordance with the Environmental Impact Assessment Report (before, during and after construction); - preparation of a fire safety statement, including ongoing monitoring of construction and implementation of fire safety requirements, and preparation of a Fire Safety Order with mandatory annexes; - preparation of a Noise Protection Statement for buildings; - preparation of the Building Energy Performance Report and Energy Performance Certificate; - cooperation with the construction and design supervision contractors and the investor to carry out the technical inspection and prepare the handover, which must include all the required documentation, in particular: declarations of conformity, fire and other statements and mandatory tables, proof of reliability of the building (DZO), certificates and attestations for the materials and equipment installed, records of tests and measurements, instructions for use and maintenance, and all other documents in accordance with the regulations and the contractual provisions.
0.1.19 | V enotnih cenah posameznih postavk, ki se nanašajo na opremo in posamezne sisteme, mora biti zajeto oz. upoštevano tudi naslednje: - dobava oz. transport, - stroški za vse delovne stroje za dvigovanje bremen in delovne košare za dostope do delovišč; - morebitni stroški povzročeni upravljavcem GJI, ki bi nastali v zvezi s predmetno gradnjo; - montaža, vključno s pomožnim montažnim materialom (vezni, tesnilni in pritrdilni material, sidra, nosilni profili, podkonstrukcije in podobno) in navodili proizvajalca, - odprava vseh kolizij sistemov s stenami in med sistemi, - izvedba vseh potrebnih tesnjenj, - priključitev in nastavitve, vključno z morebitnim kalibriranjem, - zagon, testiranje in meritve, vključno s poročili, - šolanje uporabnikov oz. vzdrževalnega osebja za uporabo in vzdrževanje sistemov, - navodila za obratovanje in vzdrževanje, - vsi potrebni certifikati, izjave o skladnosti oz. potrdila ter - vsa druga pomožna dela in material, da se zagotovi funkcionalnost posamezne postavke popisa. | The following must also be included or taken into account in the uniform prices for individual items relating to equipment and individual systems: - delivery/transport, - the cost of all lifting machines and work baskets for access to work sites; - any costs incurred to the operators of utility infrastructure (GJI) in connection with the subject construction; - installation, including ancillary installation materials (bonding, sealing and fixing materials, anchors, support profiles, substructures, etc.) and manufacturer's instructions, - eliminating all system-to-wall and system-to-system collisions, - all necessary sealing work, - connection and set-up, including calibration if necessary, - commissioning, testing and measurements, including reports, - training users or maintenance staff in the use and maintenance of the systems, - operating and maintenance instructions, - any necessary certificates, declarations of conformity or attestations; and - all other ancillary works and materials to ensure the functionality of each inventory item.
0.1.20 | Vsi odri morajo biti upoštevani v enotnih cenah navedenih postavk, razen tistih, ki so posebej navedeni. | All scaffolding must be included in the uniform prices of the items listed, except where specifically mentioned.
0.1.21 | Vsi delovni in pomožni odri, lestve in ostala potrebna pomožna sredstva, kot tudi čiščenje vseh elementov po končanih delih, mora biti upoštevano v enotnih cenah navedenih postavk, razen tistih, ki so posebej navedeni. | All working and auxiliary scaffolding, ladders and other necessary ancillaries, as well as the cleaning of all elements after completion of the works, shall be included in the uniform prices of the items listed, except those specifically mentioned.
0.1.22 | Delavniško dokumentacijo za vse nosilne jeklene konstrukcije in podkonstrukcije izdela izvajalec, strošek izdelave delavniške dokumentacije se upošteva v ponujenih cenah in se ne obračuna posebej. | The cost of the shop drawings for all steelwork and substructures shall be included in the prices quoted and shall not be charged separately.
0.1.23 | V enotnih cenah postavk mora biti vključeno tudi vgrajevanje vseh instalacijskih razvodov v opaže armirano betonskih elementov in izdelava prehodov inštalacij ter dodatno izrezovanje utorov in prebojev v kamnite, zidane ali armirano-betonske stene, ponovno demontiranje in montiranje vseh vrst montažnih sten, vsa dodatna dela za zagotavljanje primernih križanj med posameznimi instalacijskimi vodi, izdelava vseh vrst ojačitev konstrukcij in podobna dela, ki zagotavljajo kakovostno vgradnjo vseh vrst instalacijskih vodov in niso posebej navedena v popisu GOI del. V ponudbi morajo biti upoštevana vsa drobna strojna in elektro instalacijska dela in transporti. | The installation of all installation ducts in the formwork of reinforced concrete elements and the construction of installation penetrations, as well as the additional cutting of grooves and penetrations in stone, masonry or reinforced concrete walls, the reassembly and reinstallation of all types of prefabricated walls, all additional work to ensure adequate crossings between individual installation ducts, the construction of all types of structural reinforcement and similar work to ensure the quality installation of all types of installation ducts and not specifically mentioned in the BoQ of the Construction, installation and finishing works (GOI) shall also be included in the uniform prices of the items. The tender shall take into account all minor mechanical and electrical installation work and transport.
0.1.24 | Vsi kovinski elementi in konstrukcije, ki bi lahko bili izpostavljeni atmosferskim in ostalim korozijskim vplivom, morajo biti ustrezno protikorozijsko zaščiteni. | All metallic elements and structures that could be exposed to atmospheric and other corrosive influences must be adequately protected against corrosion.
0.1.25 | Za vse večje jeklene dele se skladno s predpisi, izdelajo ustrezne ozemljitve, nevidno pritrjene in speljane na splošno ozemljitev objekta. | For all major steel parts, appropriate earth connections shall be made in accordance with the regulations, invisibly attached and connected to the general earth of the building.
0.1.26 | Za vse vidne elemente in serijske elemente je obvezna predhodna uskladitev obdelav, barv in materialov s projektantom na podlagi dostavljenih vzorcev v ustrezni velikosti. Obvezna je preveritev dejanskih mer na licu mesta in posledična prilagoditev elementov in njihove montaže. | For all visible elements and serial elements, it is mandatory to coordinate the finishes, colours and materials with the designer beforehand on the basis of the supplied samples in the appropriate size. It is mandatory to check the actual dimensions on site and to adjust the elements and their installation accordingly.
0.1.27 | Dimenzije obrtniških izdelkov in količine je potrebno pred naročanjem preveriti na objektu. Potrebna je uskladitev vseh elementov (kljuke, okovje, detajlne konstrukcije in obdelave, itd.) s projektantom, nadzornikom in investitorjem. Izvajalec je dolžan pred izdelavo predložiti projektantu v potrditev ustrezne delavniške načrte in detajle. | The dimensions of the workmanship and quantities must be checked on site before ordering. All elements (hooks, fittings, detailed construction and finishes, etc.) must be coordinated with the designer, the supervisor and the investor. The contractor is obliged to submit the relevant workshop plans and details to the designer for approval before manufacture.
0.1.28 | V posameznih postavkah popisa so navedeni proizvajalci in/ali tipi posameznih sistemov, materialov ali opreme, s čimer so zgolj natančno opredeljene zahtevane tehnične lastnosti. Izvajalec del lahko ponudi nadomesten sistem, material ali opremo drugega proizvajalca in tipa, pri čemer morajo biti tehnične lastnosti ponujenega sistema, materiala ali opreme enakovredne ali boljše od opredeljenih v popisu, dimenzijsko pa ne smejo presegati projektiranih dimenzij. Vse funkcijske in tehnične karakteristike nadomestnih sistemov, materialov ali opreme mora izvajalec dokazati z ustrezno dokumentacijo. Vse morebitne posledice zaradi spremembe sistemov, materialov ali opreme vključno z morebitnimi spremembami oz. dopolnitvami BIM modelov in projektne dokumentacije, stroškovno in časovno bremenijo izvajalca. | The individual items of the Inventory shall specify the manufacturers and/or types of the individual systems, materials or equipment, thereby merely specifying the required technical characteristics. The Contractor may offer a substitute system, material or equipment of a different manufacturer and type, provided that the technical characteristics of the offered system, material or equipment shall be equivalent to or better than those specified in the BoQ, and shall not exceed the design dimensions. All functional and technical characteristics of the substitute systems, materials or equipment shall be demonstrated by the Contractor with appropriate documentation. Any consequences resulting from changes to systems, materials or equipment, including any changes or additions to the BIM models and project documentation, shall be borne by the Contractor in terms of cost and time.
0.1.29 | Vsako zamenjavo, uporabo in končni izbor nadomestnih sistemov, materialov, proizvodov in opreme morajo obvezno in pravočasno (pred dobavo in vgradnjo) pisno potrditi projektant (vseh sodelujočih strok), nadzornik in investitor. | Any replacement, use and final selection of alternative systems, materials, products and equipment must be approved in writing by the designer (of all disciplines involved), the supervisor and the investor in a timely manner (prior to delivery and installation).
0.1.30 | Izvajalec mora v ponudbeno ceno vključiti tudi: - ves čas gradnje sprotno beleženje sprememb oz. odstopanj od PZI dokumentacije, vključno z izdelavo tekstualnega opisa sprememb, - pripravo podlog na nivoju PZI, ki so potrebne za posodobitev oz. uskladitev BIM modela z izvedenim stanjem (LOD 500) in izdelavo projektne dokumentacije izvedenih del (PID), - mesečno predajanje potrjenih sprememb opreme in materiala, ki vplivajo na BIM model, v formatu IFC, - vzdrževanje in uporabljanje pri izvedbi zadnje veljavne revizije PZI dokumentacije, vključno z dopolnitvami PZI načrtov, ki so nastali zaradi sprememb med gradnjo. | The contractor must also include in the tender price: - keeping a record of changes or deviations from the construction documentation (PZI) throughout construction, including a textual description of the changes, - preparation of the Detailed Design (PZI) level documents required to update or align the BIM model with the as-built condition (LOD 500) and the preparation of the as-built project documentation for the works (PID), - monthly submission of approved equipment and material changes affecting the BIM model in IFC format, - maintenance and use in the execution of the last valid revision of the construction documentation (PZI), including additions to the construction design documentation (PZI) resulting from changes during construction.

## 0.2_Uvod-DGNB
Investitor: | UNIVERZA V LJUBLJANI | UNIVERSITY IN LJUBLJANA
Gradnja: | Fakulteta za strojništvo | Faculty of Mechanical Engineering
Objekt: | STAVBA FAKULTETE | FACULTY BUILDING
0.2 | SPLOŠNI TEHNIČNI POGOJI ZA PODROČJE DGNB CERTIFICIRANJA | GENERAL TECHNICAL CONDITIONS FOR DGNB CERTIFICATION
| Izvajalec je gospodarski subjekt s katerim naročnik sklene pogodbo o izvedbi javnega naročila in je v fazi oddaje naročila kot ponudnik oddal ekonomsko najugodnejšo ponudbo. | The contractor is the economic entity with which the contracting authority concludes the public procurement contract and which has submitted the most economically advantageous tender as the tenderer in the award phase.
| Splošni pogoji za področje DGNB certificiranja predstavljajo dopolnilo splošnim tehničnim pogojem in ne odpravljajo drugih obveznosti in odgovornosti, ki jih ima izvajalec v skladu s predpisi in pogodbo. | The General Conditions for DGNB Certification are complementary to the General Technical Conditions and do not exclude other obligations and responsibilities that the Contractor has under the Regulations and the Contract.
0.2.1 | Izvajalec mora v svojih ponudbah upoštevati, da se bo objekt certificiral v skladu z zahtevami DGNB sistema certificiranja trajnostne gradnje, ter pravočasno (vsaj 60 dni pred vgradnjo posameznega produkta) dostaviti vso ustrezno dokumentacijo za vse v ponudbi zajete materiale, elemente in opremo. Zahtevana je uporaba materialov, elementov ali opreme, ki so okolju in ljudem prijazni, energetsko učinkoviti in obenem ustrezajo zahtevam DGNB sistema. Zahtevan nivo certifikata je: ZLATI CERTIFIKAT | The Contractor shall take into account in its tenders that the building will be certified in accordance with the requirements of the DGNB Sustainable Building Certification Scheme and shall deliver all relevant documentation for all materials, elements and equipment included in the tender in a timely manner (at least 60 days before the installation of each product). The use of materials, elements or equipment that are environmentally and human friendly, energy efficient and at the same time meet the requirements of the DGNB system is required. The required level of certification is: GOLD CERTIFICATE
0.2.2 | Podrobnejši opis DGNB sistema in navodila za posamezne kriterije so dostopna v dokumentu"DGNB Criteria Set New Construction Buildings, Version 2020 International", ki je na voljo na DGNB spletni strani https://www.dgnb.de/en/certification/important-facts-about-dgnb-certification/criteria | A more detailed description of the DGNB system and guidance on the individual criteria is available in the document "DGNB Criteria Set New Construction Buildings, Version 2020 International", available on the DGNB website https://www.dgnb.de/en/certification/important-facts-about-dgnb-certification/criteria
0.2.3 | Izvajalec mora v svojih ponudbah upoštevati, da je potrebno skladno z določili DGNB certifikacijskega sistema, pravočasno (pred pričetkom gradnje) dostaviti vso ustrezno dokumentacijo, za vse v ponudbi zajete materiale, elemente in opremo (tehnični list, varnostni list, izjava o lastnostih, tehnična navodila za ravnanje, servisiranje, vzdrževanje,...) v slovenskem jeziku. Vgradnja kakršnihkoli materialov, elementov ali opreme, se izvede zgolj na podlagi predhodne preveritve posredovane dokumentacije in obenem potrditve s strani nadzornika. | The Contractor must take into account in its tenders that, in accordance with the provisions of the DGNB certification system, all relevant documentation for all materials, elements and equipment included in the tender (technical data sheet, safety data sheet, declaration of properties, technical instructions for handling, servicing, maintenance,...) must be delivered on time (prior to the start of construction) in the Slovene language (in accordance with the provisions of the DGNB certification system). The installation of any materials, elements or equipment shall be subject to prior checking of the submitted documentation and, at the same time, to the approval of the Supervisor.
0.2.4 | Izbrani materiali, elementi, naprave, sistemi in oprema morajo prispevati k večji trajnosti stavbe v smeri zagotavljanja energetske učinkovitosti, ekonomičnega in enostavnega vzdrževanja ter čiščenja, dolge življenjske dobe, uporabe okolju prijaznih materialov ipd. | The materials, elements, appliances, systems and equipment chosen must contribute to the sustainability of the building in terms of energy efficiency, economic and easy maintenance and cleaning, long lifetime, use of environmentally friendly materials, etc.
0.2.5 | Predloženi dokumenti za vse uporabljene materiale, elemente in opremo morajo izpolnjevati zahteve najmanj kakovostne stopnje QS3 (zaželeno QS4), iz dokumenta: DGNB Razredi kakovosti vgrajenih materialov, elementov in opreme (JULFS--7X9001) | The documents submitted for all materials, components and equipment used shall meet the requirements of at least quality level QS3 (preferably QS4) of the document DGNB Quality Grades for Materials, Components and Equipment (JULFS--7X9001)
0.2.6 | V kolikor izbrani materiali oz. elementi, navedeni v posameznih postavkah, ne ustrezajo vsaj kakovostni stopnji QS3 iz seznama: DGNB razredi kakovosti vgrajenih materialov, elementov in opreme (JULFS--7X9001), je izvajalec dolžan na to opozoriti projektanta, nadzor in investitorja ter podati predlog ustreznega materiala oz. elementa. | If the selected materials or elements listed in the individual items do not meet at least quality level QS3 of the list of DGNB quality classes for materials, elements and equipment (JULFS--7X9001), the Contractor shall draw this to the attention of the Designer, the Supervisor and the Investor, and shall make a proposal for a suitable material or element.
0.2.7 | Izvajalec lahko v svoji ponudbi predlaga alternativne produkte in rešitve glede na predvidene s projektom, pod pogojem, da le-te prav tako izpolnjujejo vse navedene zahteve. Pri morebitnih predlaganih alternativnih produktih oz. rešitvah je potrebno upoštevati najmanj enake ali boljše lastnosti v smislu življenjske dobe, obstojnosti, ter enostavnosti in stroška čiščenja ter vzdrževanja v primerjavi s projektom predpisanimi rešitvami. Za alternativne rešitve izvajalec pridobi soglasje projektanta, nadzornika in investitorja pred pričetkom gradnje. | The Contractor may propose alternative products and solutions to those envisaged by the project in its tender, provided that they also meet all the requirements set out above. Any alternative products or solutions proposed shall have at least the same or better characteristics in terms of service life, durability, and ease and cost of cleaning and maintenance compared to the solutions envisaged by the project. For alternative solutions, the contractor shall obtain the agreement of the designer, the supervisor and the investor before starting construction.
0.2.8 | Izvajalec med gradnjo dnevno beleži vsa eventualna odstopanja od PZI projektne dokumentacije ter podatke pravočasno posreduje naročniku, nadzoru in projektantu. Potrjene spremembe vnese v podlage za izdelavo PID in posodobitev BIM modelov. | During construction, the Contractor shall record on a daily basis any deviations from the Detailed Design documentation (PZI) and shall provide the information to the Client, Supervision and the Designer in a timely manner. Confirmed changes shall be entered into the basis for the As-built documentation (PID) and BIM model updates.
0.2.9 | Izvajalec med gradnjo sproti izpolnjuje Seznam vseh konstrukcijskih sestav s pripadajočimi vgrajenimi gradbenimi materiali in dokumentira naslednje podatke o vgrajenih materialih (v slovenskem jeziku): - Varnostni list - Tehnični list - Izjavo o lastnostih (če je relevantno) - Izkazovanje morebiti obstoječega okoljskega certifikata (Tip I - okoljski znak ali Tip III - okoljska produktna deklaracija /EPD) - Izjavo proizvajalca ali dobavitelja, da produkt ustreza zahtevam ENV1.2 - Tehnična navodila za ravnanje, servisiranje, vzdrževanje oziroma ostale, z zakonom predpisane dokumente in dokumentacijo. | During construction, the Contractor shall keep a List of all structural assemblies with their associated construction materials and document the following information on the materials installed (in Slovene language): - Safety Data Sheet - Technical Data Sheet - Declaration of performance (if applicable) - Demonstration of any existing environmental certification (Type I - Ecolabel or Type III - Environmental Product Declaration /EPD) - A declaration by the manufacturer or supplier that the product complies with the requirements of ENV1.2 - Technical instructions for handling, servicing, maintenance or other documents and documentation required by law.
0.2.10 | Za vse vgrajene bistvene tehnične sisteme mora izvajalec zagotoviti obstoj pooblaščenega servisa, ki deluje na območju Republike Slovenije, da ima investitor možnost skleniti ustrezno pogodbo o vzdrževanju. Med bistvene tehnične sisteme sodijo npr.: sistemi ogrevanja in hlajenja, priprava tehnoloških medijev, prezračevanje in klimatizacija, sistemi detekcije in gašenja požara, sistemi tehničnega varovanja, BMS in CNS sistemi upravljanja stavbe, razsvetljava, komunikacijski in WI-FI sistemi,... | For all installed essential technical systems, the contractor must ensure the existence of an authorised service centre operating in the territory of the Republic of Slovenia, so that the investor has the possibility of concluding an appropriate maintenance contract. The essential technical systems include, for example: heating and cooling systems, technological media preparation, ventilation and air conditioning, fire detection and extinguishing systems, technical security systems, BMS and CNS building management systems, lighting, communication and WI-FI systems,...
0.2.11 | Zaželeno je, da imajo uporabljeni elementi in materiali okoljsko oznako Tip I. (kot npr. ENCODE, BLUE ANGEL, ipd...). | It is preferable that the elements and materials used have a Type I environmental label (such as ENCODE, BLUE ANGEL, etc...).
0.2.12 | Izvajalec bo za elemente iz lesa moral dokazovati izvor z navedbo izvorne države in tipa lesa, FSC / PEFC certifikat z dodatnim pripadajočim potrdilom Chain of custody-trgovski certifikat dobavitelja - ta se dokazuje z dobavnicami, računi ali enakovredno. Za izdelke iz naravnega kamna iz EU držav je potrebna deklaracija, da je izvor in procesiranje teh izdelkov v celoti v EU državah. Za izdelke iz naravnega kamna, ki prihajajo iz držav izven EU, je potrebno predložiti dokazilo o izpolnjevanju ILO konvencije 182, ki vključuje neodvisna inšpekcijska poročila. | For wood elements, the contractor will be required to provide proof of origin, indicating the country of origin and the type of wood, FSC/PEFC certification with an additional Chain of Custody certificate - the supplier's trade certificate - this shall be evidenced by delivery notes, invoices or equivalent. For natural stone products from EU countries, a declaration that the sourcing and processing of these products is entirely in EU countries is required. For natural stone products from non-EU countries, proof of compliance with ILO Convention 182, including independent inspection reports, is required.
0.2.13 | Izobraževanje udeležencev pri gradnji Izvajalec je dolžan vse udeležence pri gradnji podrobneje seznaniti tudi z relevantnimi koncepti, študijami, elaborati, ki opredelujejo trajnostni način gradnje za naslednja področja: - zaščita pred hrupom (Poročilo o vplivih na okolje št. 100123-11523, z dne 11.5.2023, dopolnitev 13. 11. 2023 in 28. 3. 2024 (E-NET OKOLJE d.o.o. in GIGA-R d.o.o.)) - zaščita pred prašenjem - zaščita tal in podzemne vode (Poročilo o vplivih na okolje št. 100123-11523, z dne 11.5.2023, dopolnitev 13. 11. 2023 in 28. 3. 2024 (E-NET OKOLJE d.o.o. in GIGA-R d.o.o.)), Analiza tveganja za onesnaženje vodnega telesa podzemne vode št. 0346-023/2023, maj 2023 (Geološko projektiranje d.o.o.)) - ravnanje z gradbenimi odpadki (Načrt gospodarjenja z gradbenimi odpadki) Izobraževanja se izvajajo skladno z navodili DGNB sistema opredeljenimi v merilu: PRO 2.1 1.2, 2.2, 3.2 in 4.2 Training for the parties implementing the construction work | Training of construction participants The contractor is also obliged to inform all construction participants in detail about relevant concepts, studies, elaborations defining sustainable construction methods for the following areas: - noise protection (Environmental Impact Assessment Report No 100123-11523, dated 11.5.2023, supplemented on 13.11.2023 and 28.3.2024 (E-NET OKOLJE d.o.o. and GIGA-R d.o.o.)) - dust protection - protection of soil and groundwater (Environmental Impact Assessment Report No. 100123-11523, dated 11.5.2023, supplemented 13.11.2023 and 28.3.2024 (E-NET OKOLJE d.o.o. and GIGA-R d.o.o.), Risk analysis for contamination of the groundwater No. 0346-023/2023, May 2023 (Geološko projektiranje d.o.o.)) - construction waste management (Construction Waste Management Plan) The training shall be carried out in accordance with the DGNB system guidelines defined in the benchmark: PRO 2.1 1.2, 2.2, 3.2 and 4.2 Training for the parties implementing the construction work
0.2.14 | Navodila za obratovanje in vzdrževanje objekta Izvajalec pripravi Navodila za obratovanje in vzdrževanje objekta skladno z veljavno slovensko zakonodajo in navodili DGNB sistema opredeljenimi v merilih: PRO 1.5 1.1 Production and provision of maintenance, inspection, operating and care instructions 3.1 Production and provision of a facility management manual | Instructions for the operation and maintenance of the facility The Contractor shall prepare the Operation and Maintenance Instructions for the Facility in accordance with the applicable Slovenian legislation and the DGNB System Instructions specified in the Criteria: PRO 1.5 1.1 Production and provision of maintenance, inspection, operating and care instructions 3.1 Production and provision of a facility management manual
0.2.15 | Meritve kontrole kakovosti gradnje Izvajalec mora upoštevati, da se bodo po koncu gradnje izvedle naslednje meritve: - meritve zrakotesnosti - meritve s termokamero (termografija) - meritve akustike - meritve zvočne zaščite ovoja stavbe - meritve zvočne zaščite ločilnih elementov med posameznimi prostori različnih namembnosti - meritve udarnega zvoka - meritve vlažnosti vgrajenih elementov, pred vgradnjo finalnih tlakov - test odvoda dima in toplote Meritve morajo opraviti ustrezno usposobljeni preskusni organi ali strokovnjaki ter rezultate oceniti in primerjati z zahtevami. Obseg opravljenih meritev mora biti sorazmeren z velikostjo zgradbe in mora ustrezno odražati cilj preverjanja kakovosti zgradbe. Smiselno je, da izvajalec del tekom gradnje za sprotno kontrolo kakovosti vgrajenih materialov, elementov in opreme, sam izvaja meritve. Končne meritve (ob primopredaji) izvede tretja oseba kot neodvisna potrditev doseganja zahtev. Meritve se izvajajo skladno z veljavno slovensko zakonodajo in navodili DGNB sistema opredeljenimi v merilu: PRO 2.2 2. Quality control measurements | Construction quality control measurements The contractor must take into account that the following measurements will be carried out after completion of the construction: - airtightness measurements - thermal camera measurements (thermography) - acoustics measurements - measurements of the sound insulation of the building envelope - measurements of the sound insulation of the separating elements between different rooms of different uses - impact sound measurements - moisture measurements of the installed elements, prior to the installation of the final flooring - smoke and heat extraction test The measurements shall be carried out by suitably qualified test bodies or experts and the results evaluated and compared with the requirements. The extent of the measurements carried out shall be proportionate to the size of the building and shall adequately reflect the objective of the building quality verification. It is reasonable for the contractor to carry out his own measurements during construction to check the quality of the materials, elements and equipment installed. Final measurements (at handover) are carried out by a third party as an independent confirmation of compliance with the requirements. The measurements shall be carried out in accordance with the applicable Slovenian legislation and the DGNB system instructions specified in the benchmark: PRO 2.2 2. Quality control measurements
0.2.16 | Zagotavljanje kakovosti za uporabljene gradbene proizvode Izvajalec mora zagotavljati izvajanje primerjav med definiranim in dejansko uporabljenim materialom, elementom ali opremo skladno seznamom: DGNB razredi kakovosti vgrajenih materialov, elementov in opreme (JULFS--7X9001), vključno z dokazno dokumentacijo ugotovitev primerjav ter skladno z navodili DGNB sistema opredeljenimi v merilu: PRO 2.2 3.1 Quality assurance for the used construction products | Quality assurance for the construction products used The Contractor shall ensure that comparisons are made between the defined and the actual material, element or equipment used in accordance with the list: DGNB Quality Grades of Installed Materials, Elements and Equipment (JULFS--7X9001), including supporting documentation of the findings of the comparisons, and in accordance with the DGNB system instructions defined in the Criterion: PRO 2.2 3.1 Quality assurance for the used construction products
0.2.17 | Zaščita pred vlago Izvajalec predloži dokumentacijo, ki dokazuje, da je bil izveden program prezračevanja, prilagojen stavbi, s čimer se zagotovi pogoje, da so vgrajeni gradbeni elementi ustrezno suhi, skladno z navodili DGNB opredeljenimi v merilu: PRO 2.2 4.1 Mould prevention | Protection against moisture The Contractor shall provide documentation demonstrating that a building-specific ventilation programme has been implemented to ensure that the building elements installed are adequately dry, in accordance with the DGNB guidelines specified in the criteria: PRO 2.2 4.1 Mould prevention
0.2.18 | Preizkusi delovanja sistemov Izvajalec sodeluje pri izvedbi predhodnega in končnega preizkusa delovanja vseh bistvenih tehničnih komponent stavbe in pripravi ustrezne dokazne dokumentacije ter pri usposabljanju vzdrževalcev/upravljalcev stavbe, skladno z navodili DGNB sistema opredeljenimi v merilu: PRO 2.3 3.1 Performance of a preliminary function test 4.1 Performance and documentation of a function test and training for the operators | System performance tests The Contractor shall be involved in the performance of the preliminary and final performance tests of all essential technical components of the building and the preparation of the relevant supporting documentation, as well as in the training of the maintenance/management staff of the building, in accordance with the DGNB system guidelines defined in the Criterion: PRO 2.3 3.1 Performance of a preliminary function test 4.1 Performance and documentation of a function test and training for the operators
0.2.19 | Poročilo o zagonu objekta Izvajalec sodeluje pri pripravi končnega poročila o zagonu objekta, skladno z navodili DGNB sistema opredeljenimi v merilu: PRO 2.3 5.1 Creation of a detailed final report | Commissioning report The Contractor shall be involved in the preparation of the final commissioning report, in accordance with the DGNB system guidelines defined in the Criterion: PRO 2.3 5.1 Creation of a detailed final report
0.2.20 | Koncept celovitega delovanja sistemov v stavbi Izvajalec sodeluje pri procesu implementiranja stalnega nadzora in nastavitev delovanja stavbe ter usposabljanju vzdrževalcev/upravljalcev stavbe. Navedeno se izvede v skladu z navodili DGNB sistema opredeljenimi v merilu: PRO 2.3 6.1 Creation and handover of an integral operating concept | The concept of integrated building systems The contractor is involved in the process of implementing the building's continuous monitoring and settings and training the building's maintenance/management staff. This shall be done in accordance with the DGNB system instructions defined in the benchmark: PRO 2.3 6.1 Creation and handover of an integral operating concept
0.2.21 | Prilagoditev nastavitev sistemov po začetni fazi uporabe objekta Izvajalec sodeluje pri ponovnem pregledu delovanja vseh bistvenih tehničnih sistemov ter eventualni ponovni prilagoditvi teh sistemov s strani strokovnjaka oz. (neodvisne) tretje osebe. Postopek se izvede po približno 10–14 mesecih po zaključku gradnje, skladno z navodili DGNB sistema opredeljenimi v merilu: PRO 2.3 7.1 Readjustment of the system following initial operating phase | Adjusting system settings after the initial phase of use of the building The Contractor shall be involved in the re-examination of the functioning of all essential technical systems and the possible re-adjustment of these systems by an expert or (independent) third party. The procedure shall be carried out approximately 10-14 months after completion of construction, in accordance with the DGNB system guidelines defined in the benchmark: PRO 2.3 7.1 Readjustment of the system following initial operating phase

## 3.12.0_Rekapitulacija
Investitor: | UNIVERZA V LJUBLJANI | UNIVERSITY IN LJUBLJANA
Gradnja: | Fakulteta za strojništvo | Faculty of Mechanical Engineering
Objekt: | STAVBA FAKULTETE | FACULTY BUILDING
| REKAPITULACIJA STROŠKOV ELEKTRO DEL | COST SUMMARY OF ELECTRICAL WORKS
| 3 NAČRT S PODROČJA ELEKTROTEHNIKE | 3 DOCUMENTATION IN THE FIELD OF ELECTRICAL ENGINEERING
| 3/12 Multimedijska oprema | 3/12 Multimedia Equipment
3.12 | ELEKTRO DELA | ELECTRICAL WORKS
3.12.1 | MULTIMEDIJSKA OPREMA | MULTIMEDIA EQUIPMENT | 0
3.12.2 | OSTALO | OTHER | 0
0
0 | NEPREDVIDENA DELA | UNFORSEEN WORKS | 0
| SKUPAJ ELEKTRO DELA | TOTAL ELECTRICAL WORKS | 0
Opomba: Cene so v EUR brez DDV-ja / Note: Prices are in EUR excluding VAT

## 3.12.1_Multimedijska oprema
Investitor: | UNIVERZA V LJUBLJANI | UNIVERSITY IN LJUBLJANA
Gradnja: | Fakulteta za strojništvo | Faculty of Mechanical Engineering
Objekt: | STAVBA FAKULTETE | FACULTY BUILDING
3.12 | ELEKTRO DELA | ELECTRICAL WORKS
3.12.1 | MULTIMEDIJSKA OPREMA | MULTIMEDIA EQUIPMENT |  |  |  | 0
Opomba: Cene so v EUR brez DDV-ja / Note: Prices are in EUR excluding VAT
Poz. | Opis | Description | EM | Količina | Cena/EM | Cena
1 | MULTIMEDIJSKA OPREMA | MULTIMEDIA EQUIPMENT
| OSREDNJA AMFITEATERSKA PREDAVALNICA: | CENTRAL AMPHITHEATRE LECTURE:
1.1 | Dobava in montaža 1-chip DLP laserski projektor na fosforni tehnologiji, Solid Shine tehnologija | Supply and installation of 1-chip DLP laser projector on phosphor technology, Solid Shine technology | kos | 2 |  | 0
| - Računalniška nazivna resolucija: 1920x1200 | - Computer rated resolution: 1920x1200
| -Podpora vhodnemu 4K signalu preko HDMI vhoda | -Support for input 4K signal via HDMI input
| -Kontrast: 25.000:1 (Full ON/OFF) | -Contrast: 25,000:1 (Full ON/OFF)
| -Svetilnost: 12.400 lumnov (v center poziciji), | -Luminous intensity: 12,400 lumens (centre position),
| -Ohišje, optična naprava ter svetlobni vir odporen na prah v IP5x (IEC 60529), | -Housing, optical device and light source dustproof to IP5x (IEC 60529),
| -Brez motoriziranega objektiva, | -Without a motorised lens,
| -Optični pomik objektiva: vertikalno +60%/-60% in | -Optical lens shift: vertical +60%/-60% and
| -horizontalno +29%/-29% (z uporabo standarnega objektiva), | -horizontal +29%/-29% (using a standard lens),
| -uniformnost slike: 90% (po ISO/IEC21118:2020), | -image uniformity: 90% (according to ISO/IEC21118:2020),
| -Glasnost projektorja pri normalnem delovanju 38dB ter 35dB pri tihem delovanju (v skladu z ISO/IEC 21118:2020 standardi) | -Projector volume 38dB in normal operation and 35dB in quiet operation (according to ISO/IEC 21118:2020 standards)
| -Vgrajen SDM standardo kompatibilno režo, | -Built-in SDM standard compatible slot,
| -Geometrijska korekcija slike, v primeru nedelovanja ene laserske diode, sistem zagotavljanja napajanja delujočim diodam ob izpadu ali napaki ene od diod (minimalna izguba svetilnosti), | -Geometric image correction, in case of failure of one laser diode, system to provide power to the working diodes in case of failure or malfunction of one of the diodes (minimum loss of luminosity),
| -Priključki: 2x HDMI vhod, 1x DisplayPort, 1x Sync vhod, 1x Sync izhod, | -Connectors: 2x HDMI input, 1x DisplayPort, 1x Sync input, 1x Sync output,
| -1x USB, 1x D-SUB 9-pin vhod (RS-232C), 1x D-SUB 9-pin izhod (RS-232C), | -1x USB, 1x D-SUB 9-pin input (RS-232C), 1x D-SUB 9-pin output (RS-232C),
| -LAN vhod, | -LAN input,
| -Podatkovno kloniranje preko LAN ali USB, | -Data cloning via LAN or USB,
| -Mehki preklop na redundančni vhodni signal v primeru izpada primarnega, | -Soft switchover to a redundant input signal in case of primary failure,
| -Možnost krmiljenja preko RS 232/remote/LAN ter iOS ali Android naprav, | -Controllable via RS 232/remote/LAN and iOS or Android devices,
| -Vgrajen svetlobni senzor in funkcija avtomatske nastavljivosti barvenega spektra | -Built-in light sensor and automatic colour spectrum adjustability function
| -LAN priključek za spremljanje stanja in kontrolo projektorja preko spletnega brskalnika, Crestron, AMX, Art-Net, | -LAN connection for status monitoring and projector control via web browser, Crestron, AMX, Art-Net,
| Poraba moči pri normalnem načinu (maks. svetilnost): 840W, pri napetosti 200-240VAC (v skladu z ISO/IEC21118:2020) PANASONIC tip PT-REZ12BEJ | Power consumption in normal mode (max. luminous intensity): 840W, 200-240VAC (according to ISO/IEC21118:2020) PANASONIC tip PT-REZ12BEJ
1.2 | Dobava in montaža motoriziranega standarnega objektiva 1-chip DLP laserskega projektorja, goriščna razdalja: 23.9mm - 37.2mm, F=1.84-2.31, 1.36 - 2.10:1 PANASONIC tip ET-C1S600 | Supply and installation of motorised standard 1-chip DLP laser projector lens, focal length: 23.9mm - 37.2mm, F=1.84-2.31, 1.36 - 2.10:1 PANASONIC tip ET-C1S600 | kos | 2 |  | 0
1.3 | Dobava in montaža SDM vhodna 3G-SDI signalna plošča, 4x SDI vhodi, 1x SDI izhod, s podporo signalom: | Supply and installation of SDM input 3G-SDI signal board, 4x SDI inputs, 1x SDI output, with signal support: | kos | 2 |  | 0
| - 12G-SDI: 3840/60p, 3840/50p, 3840/30p, 4096/60p, 4096/50p, 4096/30p,... | - 12G-SDI: 3840/60p, 3840/50p, 3840/30p, 4096/60p, 4096/50p, 4096/30p,...
| - 3G-SDI: 1080/60p, 1080/50p, 1080/30p, 2048/60p, 2048/50p, 2048/30p,.... | - 3G-SDI: 1080/60p, 1080/50p, 1080/30p, 2048/60p, 2048/50p, 2048/30p,....
| - HD-SDI: 1080/30p, 1080/25p, … PANASONIC tip TY-SB01QS | - HD-SDI: 1080/30p, 1080/25p, .. PANASONIC tip TY-SB01QS
1.4 | Dobava in montaža univerzalna teleskopska stropna konzola za projektor, posebej prirejena za objekt, raztegljivost od 85 cm do 135 cm, vgradnja do 8 kablov v teleskopsko cev, nosilnost do 25 kg, rotacija 360˚, vertikalni nagib +15˚/0/-15˚, stranski nagib +15˚/0/-15˚, bele ali srebrne barve. VOGELS tip PPC 2585 | Supply and installation universal telescopic ceiling projector bracket, specially adapted to the installation, extensibility from 85 cm to 135 cm, installation of up to 8 cables in the telescopic tube, load capacity up to 25 kg, 360˚ rotation, vertical tilt +15˚/0/-15˚, lateral tilt +15˚/0/-15˚, white or silver. VOGELS type PPC 2585 | kos | 2 |  | 0
1.5 | Dobava in montaža elektromotornega napenjalnega projekcijskega platna, vgrajen motor v aluminijastem ohišju prašno barvan v beli barvi, projekcijska površina 450cm x 253cm (slika 16:9 - 450cm x 253cm), stranska in spodnja, črna obroba, komplet s stropnimi konzolami, odbojni faktor 1.2, vidni kot 150°, črno ozadje, za projekcije visokih resolucij (4K), požarno odporno blago platna po 'klasifikaciji B1 in M1, komplet s stropnimi klonzolami EUROSCREEN tip MAJOR PRO-C TENSIONED 450x253 | Supply and installation of an electric motorised tension projection screen, motor mounted in an aluminium housing, powder-coated white, projection area 450cm x 253cm (16:9 image - 450cm x 253cm), side and bottom, black trim, complete with ceiling brackets, reflection factor 1.2, viewing angle 150°, black background, for high resolution projections (4K), fire-resistant screen fabrics according to 'B1 and M1' classification, complete with ceiling brackets EUROSCREEN tip MAJOR PRO-C TENSIONED 450x253 | kos | 2 |  | 0
1.6 | Dobava in montaža centralne naprave za krmiljenje kompletne avdio video opreme, namenjena integraciji in avtomatizaciji tehnologij v modernih poslovnih stavbah in vladnih objektih. Zmožna je upravljanja tudi zahtevnejših avtomatizacijskih sistemov. | Supply and installation of a central control unit for complete audio video equipment, designed to integrate and automate technologies in modern office buildings and government facilities. It is also capable of controlling more complex automation systems. | kpl | 1 |  | 0
| 4-generacija, vgrajen spominski modul 2GB SDRAM + 8 GB Flash, | 4-generation, built-in memory module 2GB SDRAM + 8 GB Flash,
| 1x dvosmerni RS-232 port, 2x dvosmerni RS-232/422/485 port, | 1x bidirectional RS-232 port, 2x bidirectional RS-232/422/485 port,
| 8x IR/serijski port, 8x relejni izhod, 8x I/O port, 1x USB tip A konektor, | 8x IR/serial port, 8x relay output, 8x I/O port, 1x USB type A connector,
| 1x LAN priključek, 1x NET priključek, 1x SD reža za spominsko kartico, | 1x LAN connector, 1x NET connector, 1x SD memory card slot,
| Modularna programabilna arhitektura, z nadgradnjo omogoča oddaljeno načrtovanje, spremljanje in nadzor preko centralnega help deska ali mobilne applikacije, podpira standarne mrežne varnostne protokole: 802.X, SSH, TLS in HTTPS. Podpora BACnet protokolu, IPv6 priprava, Xpanel računalniška in spletna kontrola CRESTRON tip CP4 | Modular programmable architecture, upgradeable to allow remote planning, monitoring and control via central help desk or mobile app, supports standard network security protocols: 802.X, SSH, TLS and HTTPS, BACnet protocol support, IPv6 preparation, Xpanel computing and web control CRESTRON tip CP4
1.7 | Ekran na dotik 10,1", lastnosti: aktivni TFT, Edge LED osvetlitev, avtomatska kontrola svetilnosti, resolucija 1920x1200, kot gledanja vsaj ±80º horizontalno, ±80º vertikalno, svetilnost najmanj 400cd/m2, dimenzije: 240x149x51 mm, vgrajen zvočnik in mikrofon, podpora podpora HTML5 in Smart grafika, Ethernet komunikacija s centralno procesno enoto, kontrast: 1.000:1, 16,7 milijona barv, tehnologija: kapacitivna, 6 virtualnih programabilnih tipk, večtočkovnost (5-točk), SIP Intercom, podpora H.265, H.264 in MJPEG formatom za prikaz pretočnega videa, PoE napajanje, vgrajen spletni brskalnik, Wi-Fi povezljivost, Bluetooth komunikacijski svetilnik, varnost: 802.1X avtentifikacija, TLS enkripcija, HTTPS povezljivost, črne barve CRESTRON tip TSW-1070-B-S | Ekran na dotik 10,1", lastnosti: aktivni TFT, Edge LED osvetlitev, avtomatska kontrola svetilnosti, resolucija 1920x1200, kot gledanja vsaj ±80º horizontalno, ±80º vertikalno, svetilnost najmanj 400cd/m2, dimenzije: 240x149x51 mm, vgrajen zvočnik in mikrofon, podpora podpora HTML5 in Smart grafika, Ethernet komunikacija s centralno procesno enoto, kontrast: 1.000:1, 16,7 milijona barv, tehnologija: kapacitivna, 6 virtualnih programabilnih tipk, večtočkovnost (5-točk), SIP Intercom, podpora H.265, H.264 in MJPEG formatom za prikaz pretočnega videa, PoE napajanje, vgrajen spletni brskalnik, Wi-Fi povezljivost, Bluetooth komunikacijski svetilnik, varnost: 802.1X avtentifikacija, TLS enkripcija, HTTPS povezljivost, črne barve CRESTRON tip TSW-1070-B-S | kpl | 1 |  | 0
1.8 | Dobava in montaža - namizni kit za montažo ekrana na dotik pod kotom, 20°, črne barve CRESTRON tip TSW-770/1070-MSMK-ANG-B-S | Supply and installation - Desktop touchscreen mounting kit, 20°, black CRESTRON tip TSW-770/1070-MSMK-ANG-B-S | kpl | 1 |  | 0
1.9 | Dobava in montaža - Smart 4-kanalni ojačevalnik, vključuje 4-kanalni simetričnimi analogni | Supply and installation - Smart 4-channel amplifier, includes 4-channel balanced analogue | kos | 1 |  | 0
| vhod, izhodna moč: 4x350W/4 ohm/8 ohm/70V, 100V in 4x175W/2 ohm, | input, output power: 4x350W/4 ohm/8 ohm/70V, 100V and 4x175W/2 ohm,
| frekvenčni razpon: +/- 0.5 dB @ 4 ohm, 8 ohm, 70V,100V, frekvenčni | frequency range: +/- 0.5 dB @ 4 ohm, 8 ohm, 70V,100V, frequency
| razpon: -2.5dB @ 20kHz pri 2 ohm, THD+N: 0,1% (20Hz do 20kHz), | range: -2.5dB @ 20kHz into 2 ohms, THD+N: 0.1% (20Hz to 20kHz),
| vgrajen matričnipreklopnik (vsak vhod na vsak izhod s primarnim in | built-in matrix switch (each input to each output with primary and
| sekundarnim prioritetnim vhodom), vgrajen 96kHz DSP procesor | secondary priority input), built-in 96kHz DSP processor
| (kretnica do 48 dB/oktavo IIR filtri, 8-pasovni parametrični EQ, izhodna | (crossover up to 48 dB/octave IIR filters, 8-band parametric EQ, output
| kasnitev do 100ms po kanalu, uporabniška nastavitev nivojev, | delay up to 100ms per channel, user adjustable levels,
| detekcija pilotnega tona, nadzor bremena v realnem času, zaščita: DC, | pilot tone detection, real-time load monitoring, protection: DC,
| VHF in AC glavna zaščita, zaščita pred pregrevanjem in omejitev toka | VHF and AC main protection, overheating protection and current limiting
| ter detekcija napake na ventilatorju | and fan fault detection
| LEA PROFESSIONAL tip CONNECT 354 | LEA PROFESSIONAL tip CONNECT 354
1.10 | Dobava in montaža - Smart 2-kanalni ojačevalnik, vključuje 2-kanalni simetričnimi analogni | Supply and installation - Smart 2-channel amplifier, includes 2-channel balanced analogue | kos | 1 |  | 0
| vhod, izhodna moč: 2x350W/4 ohm/8 ohm/70V, 100V in 4x175W/2 ohm, | input, output power: 2x350W/4 ohm/8 ohm/70V, 100V and 4x175W/2 ohm,
| frekvenčni razpon: +/- 0.5 dB @ 4 ohm, 8 ohm, 70V,100V, frekvenčni | frequency range: +/- 0.5 dB @ 4 ohm, 8 ohm, 70V,100V, frequency
| razpon: -2.5dB @ 20kHz pri 2 ohm, THD+N: 0,1% (20Hz do 20kHz), | range: -2.5dB @ 20kHz into 2 ohms, THD+N: 0.1% (20Hz to 20kHz),
| vgrajen matričnipreklopnik (vsak vhod na vsak izhod s primarnim in | built-in matrix switch (each input to each output with primary and
| sekundarnim prioritetnim vhodom), vgrajen 96kHz DSP procesor | secondary priority input), built-in 96kHz DSP processor
| (kretnica do 48 dB/oktavo IIR filtri, 8-pasovni parametrični EQ, izhodna | (crossover up to 48 dB/octave IIR filters, 8-band parametric EQ, output
| kasnitev do 100ms po kanalu, uporabniška nastavitev nivojev, | delay up to 100ms per channel, user adjustable levels,
| detekcija pilotnega tona, nadzor bremena v realnem času, zaščita: DC, | pilot tone detection, real-time load monitoring, protection: DC,
| VHF in AC glavna zaščita, zaščita pred pregrevanjem in omejitev toka | VHF and AC main protection, overheating protection and current limiting
| ter detekcija napake na ventilatorju | and fan fault detection
| LEA PROFESSIONAL tip CONNECT 352 | LEA PROFESSIONAL tip CONNECT 352
1.11 | Dobava in montaža - Zvočni 2-sistemski linijski array zvočni steber z 16x 25mm | Supply and installation - Sound 2-system line array sound column with 16x 25mm | kpl | 4 |  | 0
| visokotonskimi zvočniki in 4x 125mm močnimi nizkotonskimi zvočniki | tweeters and 4x 125mm powerful subwoofers
| razporejenimi koaksialno, pokrivanje: 25° v ozkem načinu | coaxial, coverage: 25° in narrow mode
| (2 kHz - 16 kHz) (±10°), 45° v širokem načinu (1 kHz - 16 kHz) (±10°); | (2 kHz - 16 kHz) (±10°), 45° in wide mode (1 kHz - 16 kHz) (±10°);
| horizontalna pokritost 150° (500 Hz - 8 kHz) (±20°), | horizontal coverage 150° (500 Hz - 8 kHz) (±20°),
| občutljivost-ozek način: 98 dB (govor), 93dB (glasba), | sensitivity-low mode: 98dB (speech), 93dB (music),
| občutljivost-širok način: 96 dB (govor), 92 dB (glasba), impedanca: | sensitivity-Wide mode: 96 dB (speech), 92 dB (music), impedance:
| 8 ohm, moč: 350W, maks. zvočni pritisk: 125 dB (ozek način - govor), | 8 ohms, power: 350W, max. sound pressure: 125 dB (narrow mode - speech),
| 120 dB (ozek način - glasba), 123 dB (širok način - govor), 119 dB | 120 dB (narrow mode - music), 123 dB (wide mode - speech), 119 dB
| (širok način - glasba), komplet s stensko konzolo z možnostjo | (wide mode - music), complete with wall-mounted console with the option of
| naklona in pomika levo in desno, bele barve | pitch and yaw left and right, white
| JBL tip CBT 70J-1-WH | JBL tip CBT 70J-1-WH
1.12 | Kompaktni 2-sistemski zvočnik z 8" nizkotonsko enoto in 1,5" visokotonsko enoto, pokrivanje 90°×50° z možnostjo rotacije troblje, občutljivost 93dB SPL, impedanca: 8 Ohm, moč: 250W/500W/1000W, maks. zvočni pritisk: 117dB, dimenzije (maks): 470×238×255mm, črna barva | Compact 2-system loudspeaker with 8" woofer unit and 1.5" tweeter unit, 90°×50° coverage with rotatable horn, 93dB SPL, impedance: 8 Ohm, power: 250W/500W/1000W, max. sound pressure: 117dB, dimensions (max): 470×238×255mm, black | kos | 1 |  | 0
| JBL tip AC18/95 | JBL tip AC18/95
1.13 | Dobava in montaža - Dvojni brezžični digitalni mikrofonski diversity sistem, komplet | Supply and installation - Dual Wireless Digital Microphone Diversity System, complete set | kpl | 1 |  | 0
| z dvema ročnima oddajnikoma in dvema sprejemnikoma (v kovinskem | with two hand-held transmitters and two receivers (in metal
| ohišju). Delovanje v povečanem spektru UHF območja, nastavitvena | operation in the extended spectrum of the UHF range, adjustable
| pasovna širina je vse do 44MHz z do 32 prenastavljenimi kompatibilnimi | bandwidth is up to 44MHz with up to 32 reconfigured compatible
| kanali. Sistem omogoča delovanje do 10 kompatibilnih kanalov v | channels. The system allows up to 10 compatible channels to operate in
| 6 MHz TV območju ali 12 kompatibilnih kanalov v 8 MHz TV območju. | 6 MHz TV band or 12 compatible channels in the 8 MHz TV band.
| Sistem zagotavlja visoko-kakovosten avdio z ravno frekvenčnim | The system delivers high-quality audio with flat frequency
| odzivom v širokem razponuod 20Hz do 20kHz ter nizko kasnitvijo | response over a wide range from 20Hz to 20kHz and low latency
| zgolj 3,2 ms (low-latency). Dinamično območje: 120 dB. 24-bitni | only 3.2 ms (low-latency). Dynamic range: 120 dB. 24-bit
| digitalni avdio sistem, frekvenčno območje 518MHz-562MHz. | digital audio system, frequency range 518MHz-562MHz.
| Minimalne zahteve oddajnika: | Minimum transmitter requirements:
| - frekvenčni razpon 20Hz do 20kHz | - frequency range 20Hz to 20kHz
| - vse do 8 ur delovanja z uporabo 2x AA alkalnih baterij ali z opcijskimi | - up to 8 hours of operation using 2x AA alkaline batteries or optional
| litij-ionskimi akumulatorskimi baterijami z možnostjo | lithium-ion rechargeable batteries with the option of
| prikaza preostanka delovanja v urah in minutah | display of remaining operating time in hours and minutes
| - osvetljen OLED visokokontrastni zaslon s prikazom imena kanala, | - backlit OLED high-contrast display showing the channel name,
| frekvenco in stanja baterije | frequency and battery status
| Minimalne zahteve sprejemnika: | Minimum receiver requirements:
| - avtomatsko iskanje kanalov, mrežno iskanje kanalov preko Etherneta | - automatic channel search, network channel search over Ethernet
| - mrežni priključek za povezavo na računalniško mrežo | - network connection to connect to a computer network
| - kontrola in nastavitev preko mrežnega priključka | - control and set-up via network connection
| - nastavljiva avdio občutljivost vse do 60 dB | - adjustable audio sensitivity up to 60 dB
| - kontrasten LCD meni in kontrole z funkcijo zaklepanja ter avdio in | - contrast LCD menu and controls with lock function and audio and
| RF LED z indikatorjem "PEAK" | RF LED with "PEAK" indicator
| - 6,3mm izhod ter XLR izhod | - 6.3mm output and XLR output
| Minimalne zahteve mikrofona: | Minimum microphone requirements:
| - frekvenčni razpon 50Hz do 15kHz | - frequency range 50Hz to 15kHz
| - smerna karakteristika: kardioidna | - directional characteristic: cardioid
| - vgrajen pop filter | - built-in pop filter
| SHURE tip SLXD24DE/SM58-H59 | SHURE tip SLXD24DE/SM58-H59
1.14 | Dobava in montaža - Dvojni brezžični digitalni mikrofonski diversity sistem, komplet | Supply and installation - Dual Wireless Digital Microphone Diversity System, complete set | kpl | 1 |  | 0
| z dvema "bodypack" oddajnikoma v kovinskem ohišju | with two "bodypack" transmitters in a metal housing
| Delovanje v povečanem spektru UHF območja, nastavitvena | Operation in the enhanced spectrum of the UHF range, adjustable
| pasovna širina je vse do 44MHz z do 32 prenastavljenimi kompatibilnimi | bandwidth is up to 44MHz with up to 32 reconfigured compatible
| kanali. Sistem omogoča delovanje do 10 kompatibilnih kanalov v | channels. The system allows up to 10 compatible channels to operate in
| 6 MHz TV območju ali 12 kompatibilnih kanalov v 8 MHz TV območju. | 6 MHz TV band or 12 compatible channels in the 8 MHz TV band.
| Sistem zagotavlja visoko-kakovosten avdio z ravno frekvenčnim | The system delivers high-quality audio with flat frequency
| odzivom v širokem razponu od 20Hz do 20kHz ter nizko kasnitvijo | response over a wide range from 20Hz to 20kHz and low latency
| zgolj 3,2 ms (low-latency). Dinamično območje: 120 dB. 24-bitni | only 3.2 ms (low-latency). Dynamic range: 120 dB. 24-bit
| digitalni avdio sistem, frekvenčno območje 470MHz-514MHz. | digital audio system, frequency range 470MHz-514MHz.
| Minimalne zahteve oddajnika: | Minimum transmitter requirements:
| - frekvenčni razpon 20Hz do 20kHz | - frequency range 20Hz to 20kHz
| - vse do 8 ur delovanja z uporabo 2x AA alkalnih baterij ali z opcijskimi | - up to 8 hours of operation using 2x AA alkaline batteries or optional
| litij-ionskimi akumulatorskimi baterijami z možnostjo | lithium-ion rechargeable batteries with the option of
| prikaza preostanka delovanja v urah in minutah | display of remaining operating time in hours and minutes
| - osvetljen OLED visokokontrastni zaslon s prikazom imena kanala, | - backlit OLED high-contrast display showing the channel name,
| frekvenco in stanja baterije | frequency and battery status
| Minimalne zahteve sprejemnika: | Minimum receiver requirements:
| - avtomatsko iskanje kanalov, mrežno iskanje kanalov preko Etherneta | - automatic channel search, network channel search over Ethernet
| - mrežni priključek za povezavo na računalniško mrežo | - network connection to connect to a computer network
| - kontrola in nastavitev preko mrežnega priključka | - control and set-up via network connection
| - nastavljiva avdio občutljivost vse do 60 dB | - adjustable audio sensitivity up to 60 dB
| - kontrasten LCD meni in kontrole z funkcijo zaklepanja ter avdio | - contrast LCD menu and controls with lock function and audio
| in RF LED z indikatorjem "PEAK" | and RF LED with "PEAK" indicator
| - 6,3mm izhod ter XLR izhod | - 6.3mm output and XLR output
| SHURE tip SLXD14DE-G59 | SHURE tip SLXD14DE-G59
1.15 | Dobava in montaža - Naglavni kondenzatorski mikrofon z minimalnimi tehničnimi zahtevami: | Supply and installation - A condenser head-mounted microphone with minimum technical requirements: | kos | 2 |  | 0
| - frekvenčni razpon 50Hz do 20KHz | - frequency range 50Hz to 20KHz
| - zvočni pritisk: 153 dB | - sound pressure: 153 dB
| - smerna karakteristika: kardioidna | - directional characteristic: cardioid
| - občutljivost: -59 dBV/Pa - 1.1 mV/Pa | - sensitivity: -59 dBV/Pa - 1.1 mV/Pa
| - komplet s konektorjem | - complete with connector
| SHURE tip SM35-TQG | SHURE tip SM35-TQG
1.16 | Dobava in montaža - Kravatni kondenzatorski mikrofon z minimalnimi tehničnimi zahtevami: | Supply and installation - A microphone with minimal technical requirements: | kos | 2 |  | 0
| - frekvenčni razpon 50Hz do 17KHz | - frequency range 50Hz to 17KHz
| - zvočni pritisk: 130,5 dB SPL | - sound pressure: 130.5 dB SPL
| - smerna karakteristika: kardioidna | - directional characteristic: cardioid
| - občutljivost: -45.5 dBV/Pa | - sensitivity: -45.5 dBV/Pa
| - komplet s konektorjem | - complete with connector
| SHURE tip WL185 | SHURE tip WL185
1.17 | Dobava in montaž - Konferenčni mikrofon za montažo v govorniški pult, | Supply and installation - Conference microphone for installation in a lectern, | kpl | 2 |  | 0
| gibljiv vrat, RF filtriranje, 47,3cm dolžine, | flexible neck, RF filtering, 47,3cm length,
| LED status, kondenzatorski, vgrajen predojačevalnik | LED status, capacitor, built-in preamplifier
| in "mute" stikalom mikrofona, | and the microphone's "mute" switch,
| frekvenčni razpon: največ 50Hz do najmanj 17kHz, kardioidne | frequency range: maximum 50Hz to minimum 17kHz, cardioid
| karakteristike, maksimalna SPL (pri 1 kHz pri 1% THD, 1 kOhm breme): | characteristics, maximum SPL (at 1 kHz at 1% THD, 1 kOhm load):
| najmanj 124 dB, občutljivost: -35 dBV/Pa (17,8mV), dinamično | minimum 124 dB, sensitivity: -35 dBV/Pa (17.8mV), dynamic
| območje: 96,2 dB, komplet z "mute" stikalom, vgrajenim | range: 96.2 dB, complete with built-in "mute" switch
| predojačevalnikom | to the preamplifier
| SHURE tip MX418S/C | SHURE tip MX418S/C
1.18 | Dobava in montaža - "Shock mount" adapter za konferenčni mikrofon za montažo v govorniški pult SHURE tip A400SM | Supply and installation - "Shock mount" adapter for conference microphone for installation in lectern SHURE tip A400SM | kpl | 2 |  | 0
1.19 | Dobava in montaža - Konferenčni mikrofon za montažo na namizni mikrofonski | Supply and installation - Conference microphone for mounting on a table microphone stand | kpl | 1 |  | 0
| podstavek, gibljiv vrat, RF filtriranje, 47,3cm dolžine, | base, flexible neck, RF filtering, 47,3cm length,
| LED status, kondenzatorski, vgrajen predojačevalnik | LED status, capacitor, built-in preamplifier
| in "mute" stikalo mikrofona, | and the microphone "mute" switch,
| frekvenčni razpon: največ 50Hz do najmanj 17kHz, kardioidne | frequency range: maximum 50Hz to minimum 17kHz, cardioid
| karakteristike, maksimalna SPL (pri 1 kHz pri 1% THD, 1 kOhm breme): | characteristics, maximum SPL (at 1 kHz at 1% THD, 1 kOhm load):
| najmanj 124 dB, občutljivost: -35 dBV/Pa (17,8mV), dinamično | minimum 124 dB, sensitivity: -35 dBV/Pa (17.8mV), dynamic
| območje: 96,2 dB, komplet z "mute" stikalom, vgrajenim predojačevalnikom | range: 96.2 dB, complete with "mute" switch, built-in preamplifier
| SHURE tip MX418S/C | SHURE tip MX418S/C
1.20 | Dobava in montaža - Namizni podstavek mikrofona na gibljivem vratu z XLR konektorjem | Supply and installation - Table microphone stand on flexible neck with XLR connector | kpl | 1 |  | 0
| na gornjem delu postavka ter 3m priključnim kablom z XLR konektorjem SHURE tip A412B | at the top of the item and a 3m connection cable with XLR connector SHURE tip A412B
1.21 | Dobava in montaž - Dvojna napajalna postaja za polnenje dveh baterij Li-ion žepnih ali ročnih oddajnikov SHURE tip SBC203-E | Supply and installation - Dual charging station for charging two Li-ion batteries for pocket or handheld transmitters SHURE tip SBC203-E | kpl | 2 |  | 0
1.22 | Dobava in montaža - Polnina litij-ionska baterija, kapaciteta: 1200 mAh SHURE tip SB903 | Supply and installation - Lithium-ion battery, capacity: 1200 mAh SHURE tip SB903 | kos | 4 |  | 0
1.23 | Dobava in montaža - Digitalni avdio server s sledečimi lastnostmi: | Supply and installation - Digital audio server with the following features: | kos | 1 |  | 0
| - 12 mikrofonsko/linijskih vhodov z AEC, 8 mikrofonsko/linijskih izhodov | - 12 mic/line inputs with AEC, 8 mic/line outputs
| - 32x32 Dante kanalov | - 32x32 Dante channels
| - 2x Gigabit Etnernet port | - 2x Gigabit Ethernet port
| - RS-232 serijski port | - RS-232 serial port
| - 8 USB avdio kanalov za pretok iz ali v I/O DSP (program. nastavljivo) | - 8 USB audio channels for flow from or to DSP I/O (programmable)
| - podpora simultani rabi AES67 in Dante pretokov | - support for simultaneous use of AES67 and Dante streams
| - sistemsko konfiguriranje in kontrola preko Ethernet porta | - system configuration and control via Ethernet port
| - nastavljanje in kontrola signalnega procesiranja preko programske | - setting and control of signal processing via software
| opreme za signalno usmerjevanje in mešanje, ekvalizacija, filtriranje, | signal routing and mixing equipment, equalisation, filtering,
| dinamiko in zakasnitev kot tudi kontrolo, nadzor in diagnostično orodje | dynamics and delay as well as control, monitoring and diagnostic tools
| - OLED ekran na dotik | - OLED touch screen
| - izvedba za namestitev v 19" omaro | - 19" rack-mountable version
| BIAMP tip TESIRAFORTE DAN CI | BIAMP tip TESIRAFORTE DAN CI
1.24 | Dobava in montaža - Digitalni brezžični oddajnik, DECT tehnologija, modrozobi vmesnik, visoka | Supply and installation - Digital Wireless Transmitter, DECT technology, blue-tooth interface, high | kos | 1 |  | 0
| zaščita pred neavtoriziranem prisluškovanju z AES-256 enkripcijo, | protection against unauthorised eavesdropping with AES-256 encryption,
| možnost dvosmernega prenosa avdio signala, multifunkcijska tipka, | two-way audio signal transmission, multi-function key,
| tipka za regulacijo glasnosti vgrajenih slušalk, naglavnega seta, indukcijske | volume control key for built-in headphones, headset, induction
| zanke, "mute" tipka, delovanje z vgrajenimi litij-ionskimi baterijami, OLED, | loops, "mute" key, operation with built-in lithium-ion batteries, OLED,
| linijski vhod preko 3,5mm stereo jack konektorja, USB-C priključek za | line input via 3.5mm stereo jack connector, USB-C connector for
| avdio in napajanje, 4-pin mini XLR konektor za priklop zunanjega mikrofona, | audio and power supply, 4-pin mini XLR connector for external microphone,
| delovanje 15 ur ali več, delovanje DECT: 1.880 MHz do 1.900 MHz, vgrajen DSP | 15 hours or more operation, DECT operation: 1.880 MHz to 1.900 MHz, built-in DSP
| TELEVIC tip UNITE TP | TELEVIC type UNITE TP
1.25 | Dobava in montaža - | Supply and installation - | kpl | 1 |  | 0
| Digitalni brezžični sprejemnik, DECT tehnologija, modrozobi vmesnik, visoka | Digital wireless receiver, DECT technology, blue-tooth interface, high
| zaščita pred neavtoriziranem prisluškovanju z AES-256 enkripcijo, | protection against unauthorised eavesdropping with AES-256 encryption,
| tipka za vklop-izklop in menu, multifunkcijska tipka, | on/off and menu key, multi-function key,
| tipka za regulacijo glasnosti vgrajenih slušalk, naglavnega seta, indukcijske | volume control key for built-in headphones, headset, induction
| zanke, statusni LED indikator delovanja in polnjenja, delovanje z vgrajenimi | loops, LED status indicator for operation and charging, operation with built-in
| litij-ionskimi baterijami, OLED, USB-C priključek za avdio in napajanje, | lithium-ion batteries, OLED, USB-C connector for audio and power,
| delovanje 15 ur ali več, delovanje DECT: 1.880 MHz do 1.900 MHz | 15 hours or more operation, DECT operation: 1.880 MHz to 1.900 MHz
| TELEVIC tip UNITE RP | TELEVIC type UNITE RP
1.26 | Dobava in montaža - Naglavni mikrofon za digitalni brezžični oddajnik, frekvenčni razpon: | Supply and installation - Headband microphone for digital wireless transmitter, frequency range: | kpl | 1 |  | 0
| 20 Hz - 20.000 Hz, omni usmerjen, kondenzatorski mikrofon, zaščita pred | 20 Hz - 20,000 Hz, omnidirectional, condenser microphone, protection against
| brizganjem vode, lahek in nastavljiv vratni pas, fleksibilna in trpežna | water spray, lightweight and adjustable neck strap, flexible and durable
| konstrukcija, bež barva | construction, beige
| TELEVIC tip TG H56 tan | TELEVIC tip TG H56 tan
1.27 | Dobava in montaža - Namizni napajalnik za oddajnike in sprejemnike, indikacija napajanja, | Supply and installation - Desktop power supply for transmitters and receivers, power indication, | kpl | 1 |  | 0
| Napajanje do štirih enot, maksimalni čas napajanja: 4 ure | Power up to four units, maximum power supply time: 4 hours
| TELEVIC tip UNITE DS-4/2 | UNITE DS-4/2 type
1.28 | Indukcijska vratna zanka, pripomoček za osebe z okvaro sluha s slušnim | Induction Neck Loop, an aid for hearing impaired people with hearing loss | kos | 1 |  | 0
| aparatom ali polževim vsadkom, impedanca: 2x 12,5Ω | implanted cochlear implant, impedance: 2x 12.5Ω
| TELEVIC tip IL 200 | TELEVIC type IL 200
1.29 | Profesionalna PTZ kamera FullHD z integriranim HD SDI z najmanj | FullHD professional PTZ camera with integrated HD SDI with minimum | kos | 3 |  | 0
| sledečimi lastnostmi: | the following characteristics:
| - 1x 3G-SDI izhod, | - 1x 3G-SDI output,
| - 1x LAN priključek za upravljanje, | - 1x LAN connection for management,
| - 1x RS-422 priključek, | - 1x RS-422 connector,
| - 1x avdio vhod (MIC/LINE), | - 1x audio input (MIC/LINE),
| - profesionalna PTZ kamera, optični zoom 24x, | - professional PTZ camera, 24x optical zoom,
| - slikovni senzor 1/2.5-type MOS, | - 1/2.5-type MOS image sensor,
| - vidni kot: horizontalni 74,1° do 3,3°, vertikalni 46° do 1,9°, | - angle of view: horizontal 74,1° to 3,3°, vertical 46° to 1,9°,
| - minimalna osvetlitev: 3 lx, | - minimum illumination: 3 lx,
| - hitrost elektronske zaslonke: 1/60 do 1/10.000 (pri 59,94p/59,94i), | - electronic shutter speed: 1/60 to 1/10,000 (at 59.94p/59.94i),
| - protokoli JPEG, H.264 in H.265, | - jPEG, H.264 and H.265 protocols,
| - pan območje: -175° - +175°, tilt območje: -30° - +90°, | - pan range: -175° - +175°, tilt range: -30° - +90°,
| - slikovno pretakanje: JPEG (MJPEG), H.264, H.265, NDI®¦HX version 2, | - image streaming: JPEG (MJPEG), H.264, H.265, NDI®¦HX version 2,
| - IP pretakanje: slikovna resolucija 1920x1080, 1280x720, 640x360, 320x180, | - IP streaming: image resolution 1920x1080, 1280x720, 640x360, 320x180,
| - izhodni format SDI: 1080/59.94p, 1080/50p, 1080/29.97p, 720/59.94p, | - sDI output format: 1080/59.94p, 1080/50p, 1080/29.97p, 720/59.94p,
| - izhodni format HDMI: 2160/59.94p, 2160/50p, 2160/29.97p, 1080/59.94p, | - hDMI output format: 2160/59.94p, 2160/50p, 2160/29.97p, 1080/59.94p,
| 1080/50p, 1080/29.97p, 720/59.94p, | 1080/50p, 1080/29.97p, 720/59.94p,
| - HDMI izhod: HDMI 2.0, 4:2:2/10bit, | - HDMI output: HDMI 2.0, 4:2:2/10bit,
| - 3G-SDI izhod: SMPTE292M/424M/75Ω, | - 3G-SDI output: SMPTE292M/424M/75Ω,
| - podpira NDI®¦HX verzija 2, | - supports NDI®¦HX version 2,
| - gamma korekcija, White Balance, Chroma, | - gamma Correction, White Balance, Chroma,
| - vgrajena stabilizacija optične slike (OIS). | - optical Image Stabilisation (OIS) built-in.
| - tip prenosa: TCP/UDP, Unicast, Multicast; | - transmission type: TCP/UDP, Unicast, Multicast;
| - napajanje: POE++ ali priložen AC adapter s priklopom na 230VAC | - power supply: POE++ or the included AC adapter with 230VAC connection
| - vgrajena auto-tracking funkcija, | - built-in auto-tracking function,
| - bele barve, | - white,
| PANASONIC tip AW-UE80W(EJ) | PANASONIC tip AW-UE80W(EJ)
1.30 | Stenska konzola PTZ kamere, bele barve, komplet z montažo in varnostno zaščito PANASONIC tip KST-WM-UE100-W | PTZ camera wall bracket, white, complete with mounting and safety protection PANASONIC tip KST-WM-UE100-W | kos | 3 |  | 0
1.31 | Omrežno vklopno polje za priključitev avdio in video naprav na napajalno | Mains power box for connecting audio and video devices to the power supply | kpl | 2 |  | 0
| napetost 230 VAC. Omogoča priklop do štirih skupin naprav in dva | 230 VAC. Allows connection of up to four groups of devices and two
| elektromotorna pogona (motorno senčilo/žaluzije, elektromotorno platno). | electric motor drives (motorised shades/blinds, electric motorised canvas).
| Vklop naprav je mogoč preko tipk na prednji plošči, oz. omogoča krmiljenje | Switching on the devices is possible via the front panel buttons, or by controlling the
| preko LAN ali RS-232. Naprava vsebuje 8xDI priključke, izvedba za 'vgradnjo v 19" omarico | via LAN or RS-232. The device includes 8xDI connectors, '19" rack mountable version
| PDU 44-L | PDU 44-L
1.32 | Napajalni modul DIN izvedbe, kompatibilnost z zahtevanim krmilnim | DIN power supply module, compatibility with the required control | kos | 1 |  | 0
| sistemom, povezljivost s krmilnim procesorjem, omogoča zaporedno | system, connectivity to the control processor, enables sequential
| povezljivost večih elementov v sistem, LED identifikacija, 3x NET priključek, vgrajena varovalka | multi-element connectivity, LED identification, 3x NET connector, built-in fuse
| CRESTRON tip DIN-PWS60 | CRESTRON type DIN-PWS60
1.33 | Dobava in montaža - DIN vmesnik za kontrolo 1x DALI zanka, kontrola 64 DALI bremen | Supply and installation - DIN interface for control of 1x DALI loop, control of 64 DALI loads | kos | 2 |  | 0
| (naprav), napajanje preko PoE ali Cresnet omrežja, nastavitve preko | (devices), power supply via PoE or Cresnet, settings via
| spletnega uporabniškega vmesnika ali Crestrom Home OS, prioritetni vhod, notranja diagnostika | web UI or Crestrom Home OS, priority input, internal diagnostics
| CRESTRON tip DIN-DLI | CRESTRON type DIN-DLI
1.34 | Napredni video usmerjevalnik za SD, HD in Ultra HD signale z najmanj | Advanced video router for SD, HD and Ultra HD signals with a minimum of | kos | 1 |  | 0
| sledečimi lastnostmi: | the following characteristics:
| - vgrajeni re-sinhronizatorji na vseh vhodih, | - built-in re-synchronisers on all inputs,
| - 12x SDI video vhodov in 12x SDI video izhodov | - 12x SDI video inputs and 12x SDI video outputs
| (10-bit SD-SDI, HD-SDI, 6G-SDI), | (10-bit SD-SDI, HD-SDI, 6G-SDI),
| - SDI format: 3, | - SDI format: 3,
| - SDI "reclocking" na vseh SDI izhodih, | - SDI "reclocking" on all SDI outputs,
| - "Tri-Sync" in "Blask Burst" referenčni vhod, | - "Tri-Sync" and "Blask Burst" reference input,
| - povezava kontrolnega panela: Ethernet (konfiguriranje usmerjevalnika | - control panel connection: Ethernet (configuring the router
| preko prednjega LCD panela ali RJ45 Ethernet, | via the front LCD panel or RJ45 Ethernet,
| - vmesnik USB, | - uSB interface,
| - podpora SD, HD, 2K, Ultra HD in 4K standardom, | - support for SD, HD, 2K, Ultra HD and 4K standards,
| - SDI avdio vzorčenje: 48kHz in 24-bit, | - SDI audio sampling: 48kHz and 24-bit,
| - SDI video vzorčenje: YUV 4:2:2 in RGB 4:4:4, | - SDI video sampling: YUV 4:2:2 and RGB 4:4:4:4,
| - SDI barvna natančnost: 10-bit 4:2:2 in 4:4:4 | - SDI colour accuracy: 10-bit 4:2:2 and 4:4:4:4
| - SDI barvni prostor: YUV ali RGB, | - SDI colour space: YUV or RGB,
| Ultra HD način do 2160p30 in 4K način do 4K30 DCI, 10-bit YUV 4:2:2 pri | Ultra HD mode up to 2160p30 and 4K mode up to 4K30 DCI, 10-bit YUV 4:2:2 at
| vseh načinih, | in all ways,
| - SDI avtomatsko preklapljanje med SD-SDI, HD-SDI in 6G-SDI na | - SDI automatic switching between SD-SDI, HD-SDI and 6G-SDI on
| vsakem od vhodov, | at each of the entrances,
| - kontrolni panel s tipkami in vrtljivim kolescem za kontrolo menija, | - control panel with keys and rotary wheel for menu control,
| - 2,2 palični barvni ekran, | - 2.2 inch colour screen,
| - zunanja kontrola s programsko kontrolo za Mac in Windows platformo, | - external control with software control for Mac and Windows platform,
| - zaščita pri napaki napajanja: ohranjanje in trenutno obnavljanje povezav | - power failure protection: preserving and momentarily restoring connections
| pri ponovnem vklopu; | when switching back on;
| BLACKMAGIC DESIGN tip SMART VIDEOHUB 12x12 (VHUBSMART6G1212) | BLACKMAGIC DESIGN tip SMART VIDEOHUB 12x12 (VHUBSMART6G1212)
1.35 | Konverter SDI na HDMI 3G z napajalnikom in najmanj sledečimi lastnostmi: | SDI to HDMI 3G converter with power supply and at least the following features: | kos | 8 |  | 0
| - konverter SD/HD/3G-SDI signala v HDMI | - sD/HD/3G-SDI to HDMI converter
| - 1x SD/HD/3G-SDI vhod in 1x loop izhod, 1x HDMI izhod | - 1x SD/HD/3G-SDI input and 1x loop output, 1x HDMI output
| - DCI 2K SDI vhod/izhod, 1080p60 HDMI izhod, | - DCI 2K SDI input/output, 1080p60 HDMI output,
| - avto detekcija SD ali HD signala, | - auto detection of SD or HD signal,
| - SDI A/B izbor, | - SDI A/B selection,
| - vkomponiran avdio, | - audio embedded,
| - kalibracija loop izhoda, | - calibration of the loop output,
| - LED indikacija signala in napajanja; | - LED indication of signal and power;
| BLACKMAGIC DESIGN tip Micro Converter SDI to HDMI 3G PSU (CONVCMIC/SH03G/WPSU) | BLACKMAGIC DESIGN tip Micro Converter SDI to HDMI 3G PSU (CONVCMIC/SH03G/WPSU)
1.36 | Konverter HDMI na SDI 3G z napajalnikom in najmanj sledečimi lastnostmi: | HDMI to SDI 3G converter with power supply and at least the following features: | kos | 8 |  | 0
| - konverter HDMI signala (3G-SDI) | - hDMI signal converter (3G-SDI)
| - 1x HDMI vhod, 2x SD/HD/3G-SDI izhod | - 1x HDMI input, 2x SD/HD/3G-SDI output
| - izbor SD/HD nivo A/B SDI priključek, | - sD/HD Level A/B SDI connector selection,
| - podpora | - support
| - SDI ʺre-clockingʺ | - SDI ʺre-clockingʺ
| - podpora SD in HD signalov do 1080p60 resolucije, | - support for SD and HD signals up to 1080p60 resolution,
| - avtomatsko zaznavanje vhodnega signala, | - automatic detection of the input signal,
| - kompatibilnost z SMPTE 259M, SMPTE 292M, SMPTE 296M, | - compatibility with SMPTE 259M, SMPTE 292M, SMPTE 296M,
| SMPTE 424M, SMPTE 425M level A and B, broadcast standardom, | SMPTE 424M, SMPTE 425M level A and B, broadcast standards,
| - LED indikacija signala; | - LED indication of the signal;
| BLACKMAGIC DESIGN tip Micro Converter HDMI to SDI 3G PSU (CONVCMIC/HS03G/WPSU) | BLACKMAGIC DESIGN tip Micro Converter HDMI to SDI 3G PSU (CONVCMIC/HS03G/WPSU)
1.37 | Konverter SDI na avdio z najmanj sledečimi lastnostmi: | SDI to audio converter with at least the following features: | kos | 3 |  | 0
| - 8x izhodni kanal digitalnega avdia AES/EBU, | - 8x AES/EBU digital audio output channel,
| - 4x izhodni kanal analognega avdia, | - 4x analogue audio output channel,
| - SDI/HD ali 3G-SDI vhod, | - SDI/HD or 3G-SDI input,
| - redundančni SDI vhod, | - redundant SDI input,
| - avtomatska detekcija SD, HD ali 3G.SDI, | - automatic detection of SD, HD or 3G.SDI,
| - SDI "loop" izhod, | - SDI "loop" output,
| . SDI avdio vzorčenje 48 kHz in 24-bit, | . SDI audio sampling 48 kHz and 24-bit,
| - ʺre-clockingʺ, | - ʺre-clockingʺ,
| - SDI barvno vzorčenje 4:2:2 in 4:4:4, | - SDI colour sampling 4:2:2 and 4:4:4:4,
| - SDI barvni prostor YUV, RGB, | - SDI colour space YUV, RGB,
| - podpora SD in HD signalov do 1080p60 resolucije, | - support for SD and HD signals up to 1080p60 resolution,
| - +12V napajalnik; | - +12V power supply;
| BLACKMAGIC DESIGN tip Mini Converter SDI to Audio (CONVMCSAUD) | BLACKMAGIC DESIGN tip Mini Converter SDI to Audio (CONVMCSAUD)
1.38 | Konverter avdio na SDI z najmanj sledečimi lastnostmi: | An audio to SDI converter with at least the following features: | kos | 1 |  | 0
| - vkomponiranje 4 kanalov analognega avdia/8 kanalov AES/EBU | - 4 channels of analogue audio/8 channels of AES/EBU
| digitalnega avdia v SDI video, | digital audio to SDI video,
| - SDI/HD ali 3G-SDI vhod, | - SDI/HD or 3G-SDI input,
| - redundančni SDI vhod, | - redundant SDI input,
| - avtomatsko preklaplanje med SD, HD in 3G-SDI, | - automatic switching between SD, HD and 3G-SDI,
| . SDI avdio vzorčenje 48 kHz in 24-bit, | . SDI audio sampling 48 kHz and 24-bit,
| - ʺre-clockingʺ, | - ʺre-clockingʺ,
| - SDI video vzorčenje 4:2:2 in 4:4:4, | - SDI video sampling 4:2:2 and 4:4:4:4,
| - SDI barvni prostor YUV, RGB, | - SDI colour space YUV, RGB,
| - podpora SD in HD signalov do 1080p60 resolucije, | - support for SD and HD signals up to 1080p60 resolution,
| - +12V napajalnik; | - +12V power supply;
| BLACKMAGIC DESIGN tip Mini Converter Audio to SDI 2 (CONVMCAUDS2) | BLACKMAGIC DESIGN tip Mini Converter Audio to SDI 2 (CONVMCAUDS2)
1.39 | Pretvornik SDI na USB 3.0 in najmanj sledečimi lastnostmi: | SDI to USB 3.0 converter with at least the following features: | kos | 1 |  | 0
| - konverter SDI signala (video in avdio) na USB 3.0 brez kompresije, | - sDI signal converter (video and audio) to USB 3.0 without compression,
| - aktivni loop izhod, | - active loop output,
| - 1x SDI vhod (3G-SDI, HD, SD), | - 1x SDI input (3G-SDI, HD, SD),
| - 1x USB izhod (3.0/2.0), | - 1x USB output (3.0/2.0),
| - podpora do 1080p60 resolucije, | - support up to 1080p60 resolution,
| - vrinjen avdio je ekstraktiran kot dvo-kanalni LPCM, | - the embedded audio is extracted as two-channel LPCM,
| - avtomatsko skaliranje in "frame-rate" konverzija, | - automatic scaling and frame-rate conversion,
| - avtomatska konverzija barvnega prostora ter vzorčenja, | - automatic colour space conversion and sampling,
| - podpora večim napravam na istem PC, | - support for multiple devices on the same PC,
| - kompatibilnost z Windows, macOS in Linux napravami novejših različic, | - compatibility with Windows, macOS and recent versions of Linux,
| - kompatibilnost z Barco ClickShare Conference, | - compatibility with Barco ClickShare Conference,
| - napajanje preko USB priključka, | - power via USB,
| - LED indikacija; | - LED indication;
| INOGENI tip SDI2USB3 | INOGENI type SDI2USB3
1.40 | Produkcijska enota z najmanj sledečimi lastnostmi: | A production unit with at least the following characteristics: | kos | 1 |  | 0
| - produkcijski preklopnik z integriranim kontrolnim panelom | - production switcher with integrated control panel
| - pretakanje živih vsebin do 1080pHD resolucije na internet | - live streaming up to 1080pHD resolution to the internet
| - 4 x HDMI Type A | - 4 x HDMI Type A
| - 2 x 3.5 mm Stereo Analog Audio | - 2 x 3.5 mm Stereo Analog Audio
| - 1 x LAN priključek | - 1 x LAN connector
| - 1 x HDMI izhod | - 1 x HDMI output
| - strojni mehanizem za pretakanje | - machine mechanism for overflow
| - snemanje na USB diske | - recording to USB drives
| - USB izhod za spletno kamero (1 x USB Type-C) | - USB output for webcam (1 x USB Type-C)
| - mešalnik zvoka | - sound mixer
| - 2D DVE | - 2D DVE
| - prehodi | - gateways
| - green screen chroma key | - green screen chroma key
| - polna kompatibilnost s poljubno video programsko opremo v 1080HD kvaliteti | - full compatibility with any video software in 1080HD quality
| BLACKMAGIC DESIGN tip ATEM Mini PRO (SWATEMMINIBPR) | BLACKMAGIC DESIGN tip ATEM Mini PRO (SWATEMMINIBPR)
1.41 | Krmilni vmesnik TCP z najmanj sledečimi lastnostmi: | A TCP control interface with at least the following characteristics: | kos | 1 |  | 0
| - TCP vmesnik za integracijo AV sistemov, | - TCP interface for AV system integration,
| - posredovanje sprememb stanja preklopnika ter sprejemanje | - transmitting changes in the state of the switch and receiving
| in posredovanje ukazov do preklopnika; | and forward commands to the switch;
| SKAARHOJ tip TCP-LINK-4ATEM-V1 | SKAARHOJ type TCP-LINK-4ATEM-V1
1.42 | 65" profesionalni ekran, 3840x2160, ADS, "anti-glare" ekran, | 65" professional screen, 3840x2160, ADS, "anti-glare" display, | kos | 3 |  | 0
| USB Media player s funkcijo digitalnega oglaševanja s | USB Media player with digital advertising function with
| programsko opremo za upravljanje z vsebinami s funkcijo urnika, | content management software with scheduling functionality,
| vgrajen Bluetooth ter Wi-Fi funkcija, 24/7, 1200:1, 500cd/m2, | built-in Bluetooth and Wi-Fi, 24/7, 1200:1, 500cd/m2,
| horizontalna ali portretna orientacija ekrana, vgrajen zvočnik 20W, | horizontal or portrait screen orientation, built-in 20W speaker,
| podpora Intel SDM reže za opcijsko vgradnjo PC-ja, | intel SDM slots support for optional PC installation,
| podpora brskalniku HTML5, 4x HDMI vhod, 1x HDMI izhod, | hTML5 browser support, 4x HDMI input, 1x HDMI output,
| 1x DP vhod, 1x USB-C, RS-232, LAN, vgrajen Android OS, | 1x DP input, 1x USB-C, RS-232, LAN, built-in Android OS,
| reža za mikro SD kartico s podporo karticam | micro SD card slot with card support
| microSD/SDHC/SDXC do maksimalno 1TB | microSD/SDHC/SDXC up to a maximum of 1TB
| PANASONIC tip TH-65SQE2W | PANASONIC tip TH-65SQE2W
1.43 | Posebej izdelano talno stojalo za ekrane velikosti od 43" do 65", | Specially designed floor stand for screens from 43" to 65", | kpl | 3 |  | 0
| kovinske izvedbe, prašno barvano, črne barve, komplet s talnim | metal, powder-coated black, complete with floor
| stabilnim podnožjem dimenzije 800mm x 400mm in vzdolžnima pritrdilnima | a stable base of 800mm x 400mm and longitudinal fixings
| elementoma za ekran, naklon ekrana 0° do -15°, nastavljivost višine ekrana | two screen elements, screen tilt 0° to -15°, screen height adjustability
| do 80cm od tal do gornjega roba ekrana z intergralnim prostorom za | up to 80 cm from the floor to the top of the screen with intergral space for
| terminalno opremo in pohištvena kolesca z zavoro | terminal equipment and furniture castors with brakes
| TG tip ME-NOST-EKR | TG type ME-NOST-EKR
1.44 | Brezžični konferenčni sistem: | Wireless conferencing system: | kpl | 1 |  | 0
| - 1 kos konferenčni gumbi, | - 1 piece conference buttons,
| - popolna podpora za BYOD, | - full BYOD support,
| - sodelovanje na daljavo, | - remote collaboration,
| - popolna interaktivnost in moderiranje, | - full interactivity and moderation,
| - deluje z vsako priključeno napravo, konferenčno tehnologijo in AV | - works with any connected device, conferencing technology and AV
| periferno enoto, | peripheral unit,
| - kompatibilnost z Microsoft Teams, Zoom, Cisco WebEx, Google | - compatibility with Microsoft Teams, Zoom, Cisco WebEx, Google
| Hangouts in mnogimi drugimi, | Hangouts and many others,
| - certifikat ISO27001 za izboljšane varnostne funkcije, | - iSO27001 certification for enhanced safety features,
| - povezovanje in upravljanje v oblaku, | - cloud-based integration and management,
| - sodelovanje s konferenčnim gumbom ali "collaboration App", | - collaboration with the conference button or "collaboration App",
| - frekvenčno območje: 2,4 GHz in 5 GHz, | - frequency range: 2.4 GHz and 5 GHz,
| - nazivni protokoli: Airplay, Google Cast, Miracast, iOS/Android aplikacije, | - airplay, Google Cast, Miracast, iOS/Android apps,
| - brezžični protokol: IEEE 802.11.a/g/n/ac in IEEE.802.15.1, | - wireless protocol: IEEE 802.11.a/g/n/ac and IEEE.802.15.1,
| - priključki: 1x USB-C 3.0, 1x USB-A 3.0, 1x Ethernet LAN (1 Gbit), | - 1x USB-C 3.0, 1x USB-A 3.0, 1x Ethernet LAN (1 Gbit),
| - preverjanje pristnosti: WPA2-PSK (pri samostojni uporabi), WPA2-PSK | - authentication: WPA2-PSK (standalone), WPA2-PSK
| ali IEEE802.1X (pri uporabi gumbov v računalniško omrežje integriranem | or IEEE802.1X (when using buttons integrated in a computer network
| načinu, | mode,
| - video izhod: 4K UHD | - video output: 4K UHD
| - avdio izhod: USB in HDMI | - audio output: USB and HDMI
| - podpora delovanja z operacijskim sistemom: Windows 10 in višji, macOS11 | - windows 10 and above, macOS11 support
| in višji, Android v11 in višji (ClickShare App), iOS14 in višji (ClickShare App) | and higher, Android v11 and higher (ClickShare App), iOS14 and higher (ClickShare App)
| BARCO tip CX-20 Gen.2 (R9861612EUB1) | BARCO tip CX-20 Gen.2 (R9861612EUB1)
1.45 | Interaktivni LCD zaslon 98", Direct-LED, WCG-širok barvni obseg/ pasivni filter | Interactive LCD display 98", Direct-LED, WCG-Wide Colour Gamut/Passive Filter | kpl | 1 |  | 0
| modre svetlobe | blue light
| ločljivost 4K 3840x2016 točk, | 4K resolution 3840x2016 pixels,
| samodejno prilagajanje svetilnosti: DA | automatic luminance adjustment: YES
| steklo: protiodsevno / proti prstnim odtisom / protimikrobno lepljeno kaljeno steklo | glass: anti-reflective / anti-fingerprint / antimicrobial laminated tempered glass
| optična vezava: certificirana optična vezava brez zračne vrzeli | optical bonding: certified optical bonding without air gap
| tehnologija dotika: Stellar, | touch technology: stellar,
| vgrajen filter modre svetlobe, | built-in blue light filter,
| svetilnost: 450 cd/m2, kontrast: 5000:1, | luminous intensity: 450 cd/m2, contrast: 5000:1,
| odzivni čas: 5 ms, vidni kot: minimum 178° veritkalno in horizontalno, | response time: 5 ms, viewing angle: minimum 178° vertically and horizontally,
| vgrajeni zvočniki 2x20W, | 2x20W built-in speakers,
| vključena Wi-Fi 6 in Bluetooth 5.2 modul, | wi-Fi 6 and Bluetooth 5.2 module included,
| št. točk dotika: 50 v Windows OS / 20 v Android/Mac in Linux OS | no. of touch points: 50 on Windows OS / 20 on Android/Mac and Linux OS
| priloženo pasivno pisalo: DA, min. 2 kom. | passive pen included: YES, min. 2 pcs.
| priložena magnetna gobica za brisanje e-črnila: DA, 1 kom. | included magnetic sponge for erasing e-ink: YES, 1 pc.
| zavračanje dlani pri pisanju: DA | palm rejection when writing: YES
| ozvočenje: min. 2x 20 W, usmerjeno naprej v prostor | sound system: min. 2x 20 W, directed forward into the room
| Impedanca zvočnikov: 6 ohmov | Speaker impedance: 6 ohms
| vhodi/izhodi s prednje strani: 1x C-type PD 65 W, 1x HDMI-in 2.1 s HDCP 2.2, | front inputs/outputs: 1x C-type PD 65 W, 1x HDMI-in 2.1 with HDCP 2.2,
| 1x USB-B 3.2 Touch, 2x USB-A 3.2, 1x Mic-in, | 1x USB-B 3.2 Touch, 2x USB-A 3.2, 1x Mic-in,
| vhodi/izhodi z zadnje strani: 2x HDMI-in 2.1 s HDCP 2.2, 1x DP 1.2, 3x USB-B 3.2 | rear inputs/outputs: 2x HDMI-in 2.1 with HDCP 2.2, 1x DP 1.2, 3x USB-B 3.2
| touch, 1x C-type PD 15 W, 2x USB-A 3.2, 1x USB-A 3.2 Android, 1x HDMI-out 2.1, | touch, 1x C-type PD 15 W, 2x USB-A 3.2, 1x USB-A 3.2 Android, 1x HDMI-out 2.1,
| 1xRS232, 1x RJ45 Gigabit-in, 1x RJ45 Gigabit-out, 1x prosta OPS reža, 1x prosta | 1xRS232, 1x RJ45 Gigabit-in, 1x RJ45 Gigabit-out, 1x free OPS slot, 1x free
| SDM-S reža, 1x SPDIF, 1x Audio-out Jack 3,5 mm, 1x dodatno napajanje do 180W, | SDM-S slot, 1x SPDIF, 1x Audio-out Jack 3.5 mm, 1x additional power supply up to 180W,
| predpriprava za montažo NUC računalnika (VESA 75x75 ali 100x100). | pre-mounting for NUC computer (VESA 75x75 or 100x100).
| priklop za kamero: C-type na zgornjem robu zaslona | camera connection: C-type on the top edge of the screen
| procesor: 8-jedrni | processor: 8-core
| GPU: min. ARM Mali-G52 | GPU: min. ARM Mali-G52
| RAM: min. 8 GB DDR4 | RAM: min. 8 GB DDR4
| ROM: min. 128 GB z možnostjo razširitve | ROM: min. 128 GB, expandable
| OS: Android 14 z EDLA certifikatom | OS: Android 14 with EDLA certification
| jjezik uporabniškega vmesnika: slovenščina | user interface language: slovene
| WiFi in Bluetooth povezava: min. WiFi6 in BT 5.2, vgrajen odstranljiv modul | WiFi and Bluetooth connectivity: min. WiFi6 and BT 5.2, built-in removable module
| Energy Star in EPEAT certifikat: DA | Energy Star and EPEAT certified: YES
| MDM program za upravljanje vseh naprav na daljavo: DA | MDM software for remote management of all devices: YES
| priloženo: kabli za povezavo (HDMI min. 3m, USB A/B min. 3m, C-type min 1,8 m, | included: connection cables (HDMI min. 3m, USB A/B min. 3m, C-type min. 1.8m,
| audio 3,5 min. 3 m,) daljinec z baterijami, namenska krpa in čistilo za čiščenje | audio 3.5 min. 3 m,) remote control with batteries, dedicated cleaning cloth and cleaner
| zaslona. | screen.
| masa, ne več kot 108 kg | a mass of not more than 108 kg
| NEWLINE tip LYRA PRO | NEWLINE tip LYRA PRO
1.46 | Stenska konzola za monitorje 80"-110" velikosti, popolnoma raven, | Wall bracket for 80"-110" monitors, fully flat, | kos | 2 |  | 0
| za ekrane nosilnosti do 230kg, odmik od stene: minimalno 62mm, | for screens with a load capacity of up to 230kg, wall clearance: minimum 62mm,
| nastavljiva pozicija tilta: 0°, 5°, 10° in 15°, servisna pozicija za lažji | adjustable bridge position: 0°, 5°, 10° and 15°, service position for easier
| dostop in servisiranje z blokado, VESA: 100mm x 400mm do | access and service with lock, VESA: 100mm x 400mm up to
| 1200mm x 800mm, črne barve | 1200mm x 800mm, black
| VOGELS tip PFW 6910 | VOGELS type PFW 6910
1.47 | Vgradna robustna namizna priključna doza za vgradnjo AV in AC | Built-in robust desktop dock for AV and AC installation | kpl | 3 |  | 0
| priključkov, česan aluminij, barva črna, za vse potrebne priključke, po | connectors, brushed aluminium, black, for all necessary connections, as per
| naročilu, možnost različnih konfiguracij, izvedba z zaščitnim tekstilnim | made to order, various configurations possible, version with protective textile
| črnim pregrinjalom, velikost 269 mm x 116 mm x 113 mm, opremljena z | black mat, size 269 mm x 116 mm x 113 mm, fitted with
| zložljivim pokrovom enakega materiala kot doza. Možnost enostavne | a retractable lid of the same material as the dispenser. Easy to remove
| zamenjave vgradnih elementov s priključki drugega tipa brez potrebne | replacing fittings with other types of connectors without the need for
| demontaže, vključuje modul z dvema 230VAC šuko vtičnicama ter | dismantling, includes a module with two 230VAC sockets and
| nosilno ploščico z osmimi odprtinami za prehod AV kablov, | a carrier plate with eight holes for AV cables to pass through,
| možnost kasnejše vgradnje sistema za navijanje kablov ali treh AV ploščic | the possibility of retrofitting a cable reeling system or three AV tiles
| s priključnimi konektorji | with connecting connectors
| EXTRON tip 70-1184-02 + EXTRON tip 60-1385-03 (CC1202) | EXTRON tip 70-1184-02 + EXTRON tip 60-1385-03 (CC1202)
1.48 | Vgradna namizna priključna doza za vgradnjo AV in AC priključkov, | Recessed desktop dock for mounting AV and AC connectors, | kpl | 1 |  | 0
| česan aluminij, barva črna, za vse potrebne priključke, po naročilu, | brushed aluminium, black, for all necessary connections, made to order,
| možnost različnih konfiguracij, izvedba z zaščitnim teksilnim črnim pre- | various configurations possible, version with protective textile black pre-
| grinjalom, velikost 20,3 cm x 11,2 cm x 10,0 cm, komplet s | grinder, size 20,3 cm x 11,2 cm x 10,0 cm, complete with
| zložljivim pokrovom enakega materiala kot doza. Možnost enostavne | a retractable lid of the same material as the dispenser. Easy to remove
| zamenjave vgradnih elementov s priključki drugega tipa brez potrebne | replacing fittings with other types of connectors without the need for
| demontaže, komplet z 1x 230VAC šuko vtičnico ter vgrajeno | disassembly, complete with 1x 230VAC socket outlet and built-in
| nosilno ploščico s štirimi odprtinami za prehod AV kablov, | a carrier plate with four openings for the passage of AV cables,
| možnost kasnejše vgradnje sistema za navijanje kablov | the possibility of installing a cable reeling system at a later date
| EXTRON tip 60-1400-02, CC202 (črna) | EXTRON type 60-1400-02, CC202 (black)
1.49 | Zaščitno tekstilno črno pregrinjalo kablov z Lycra pritrdili za izboljšano | Protective black textile cable cover with Lycra fasteners for improved | kos | 3 |  | 0
| ureditev kablov ter preprečevanje neželjenega izključevanja kablov, | cable management and preventing unwanted cable disconnection,
| odporna na ogenj, veliko | fire-resistant, high
| EXTRON tip 70-1080-02 | EXTRON tip 70-1080-02
1.50 | Zaščitno tekstilno črno pregrinjalo kablov z Lycra pritrdili za izboljšano | Protective black textile cable cover with Lycra fasteners for improved | kos | 1 |  | 0
| ureditev kablov ter preprečevanje neželjenega izključevanja kablov, | cable management and preventing unwanted cable disconnection,
| odporna na ogenj, malo | fire resistant, low
| EXTRON tip 70-1080-03 | EXTRON tip 70-1080-03
1.51 | Obtežilni element kabla | Cable weighting element | kos | 20 |  | 0
| EXTRON tip 70-1067-01 | EXTRON tip 70-1067-01
1.52 | AV ohišje, 19", komplet s prednjimi steklenimi vrati v kovinskem okvirju s | AV enclosure, 19", complete with front glass door in metal frame with | kpl | 2 |  | 0
| kotom odpiranja 120º in mini ključavnico, bočnima stranicama s hladilnima | 120º opening angle and mini-lock, two side panels with cooling
| režama spodaj in zgoraj in mini ključavnicama ter zadnjo kovinsko steno; | slots at the bottom and top, mini-locks and a rear metal wall;
| 36HE višine (170cm), širina in globina omare 600 mm, komplet z eno | 36HE height (170cm), cabinet width and depth 600 mm, complete with one
| izvlečno polico nosilnosti do 35kg ter eno fiksno polico nosilnosti 50kg, | a pull-out shelf with a load capacity of up to 35kg and one fixed shelf with a load capacity of 50kg,
| komplet štirih voznih dvokolesc fi 50mm in ozemljitvenim setom, | a set of four 50 mm diameter wheels and a grounding set,
| 4x montažni profili (spredaj in zadaj nastavljivi po globini), 4x vzdolžni profil, | 4x mounting profiles (front and rear adjustable in depth), 4x longitudinal profile,
| nosilnost omare: 2500N. | load capacity: 2500N.
| Skladnost omare IEC 60297-1 in IEC 60297-2, CE certifikat, | IEC 60297-1 and IEC 60297-2 compliance, CE certified,
| stopnja zaščite IP20, barva RAL 7035. | protection class IP20, colour RAL 7035.
| Vse komplet z drobnim montažnim, veznim in vijačnim materialom za | All complete with small assembly, fastening and screwdriving materials for
| montažo v ohišje | installation in the housing
| ODM tip NetM 60060 36HE SkKs22 | ODM tip NetM 60060 36HE SkKs22
1.53 | Drobni vezni in potrošni material, konektorji, adapterji ter drug nespecificiran drobni material | Connecting and consumable blanks, connectors, adapters and other non-specified blanks | kpl | 1 |  | 0
1.54 | Zvočniški kabel, | Speaker cable, | m | 220 |  | 0
| izolacija: negorljiv PVC, vodnik: rdeči baker, | insulation: flame retardant PVC, conductor: red copper,
| pletena struktura, nominalna napetost: 220 V, dim: 2x 2,5 mm2, | braided structure, nominal voltage: 220 V, size: 2x 2,5 mm2,
| barva izolacije: črna/rdeča | insulation colour: black/red
| PROSPECTA tip G043 (PRN2250_RC) | PROSPECTA type G043 (PRN2250_RC)
1.55 | Mikrofonski fleksibilni simetrični kabel, najmanj 2x0,13mm2, | Microphone flexible symmetrical cable, minimum 2x0,13mm2, | m | 130 |  | 0
| zunanji premer kabla manj kot 5,5mm, skupni oklop, izolacija Low Noise | cable outer diameter less than 5.5mm, common shield, Low Noise insulation
| XLPE, kapacitivnost med vodnikoma (1 kHz, 20°C), največ: 10pF/m, | XLPE, capacitance between conductors (1 kHz, 20°C), maximum: 10pF/m,
| kapacitivnost med vodnikom in oklopom (1 kHz, 20°C), največ: 90pF/m, | capacitance between conductor and shield (1 kHz, 20°C), maximum: 90pF/m,
| delovna temperatura: -20°/+70° | operating temperature: -20°/+70°
| MOGAMI tip W2552 (2552-00) | MOGAMI tip W2552 (2552-00)
1.56 | Kvaliteten HDMI visokofleksibilen kabel, podpora signalov | High quality HDMI high flexible cable, signal support | kos | 3 |  | 0
| 4K60 v 4:4:4 barvnem prostoru, podatkovni prenos 18 Gbps, | 4K60 in 4:4:4:4 colour space, 18 Gbps data transfer,
| 0,91 m | 0,91 m
| CRESTRON tip CBL-HD-3 | CRESTRON tip CBL-HD-3
1.57 | Kvaliteten HDMI ultrafleksibilen kabel z nizkim radiem ukrivljanja, | High quality HDMI ultraflexible cable with low bend radius, | kos | 15 |  | 0
| podpora HDMI "high speed" kabelske specifikacije, podpora signalov | hDMI "high speed" cable specification support, signal support
| do 4K@60 Hz (4096x2160), UHD@60 Hz (3840x2160), 4K@60Hz v | up to 4K@60 Hz (4096x2160), UHD@60 Hz (3840x2160), 4K@60Hz v
| 4:4:4 barvnem prostoru - barvna globina 24 bitov - 8 bitov na barvo | 4:4:4 colour space - 24 bit colour depth - 8 bits per colour
| Podatkovni prenos do 18,0 Gbps, napetost 30V, | Data transfer up to 18.0 Gbps, voltage 30V,
| impedanca parice 100 ohm/+/-10 ohm, skew medparični: enako ali | impedance pair 100 ohm/+/-10 ohm, skew between pairs: equal to or
| manj kot 1,78 ns/3m, radij ukrivljanja 20,3 mm, dolžina | less than 1,78 ns/3m, radius of curvature 20,3 mm, length
| najmanj 1,8m | minimum 1,8 m
| EXTRON tip HDMI Ultra/6 (26-663-06) | EXTRON tip HDMI Ultra/6 (26-663-06)
1.58 | Kvaliteten HDMI ultrafleksibilen kabel z nizkim radiem ukrivljanja, | High quality HDMI ultraflexible cable with low bend radius, | kos | 5 |  | 0
| podpora HDMI "high speed" kabelske specifikacije, podpora signalov | hDMI "high speed" cable specification support, signal support
| do 4K@60 Hz (4096x2160), UHD@60 Hz (3840x2160), 4K@60Hz v | up to 4K@60 Hz (4096x2160), UHD@60 Hz (3840x2160), 4K@60Hz v
| 4:4:4 barvnem prostoru - barvna globina 24 bitov - 8 bitov na barvo | 4:4:4 colour space - 24 bit colour depth - 8 bits per colour
| Podatkovni prenos do 18,0 Gbps, napetost 30V, | Data transfer up to 18.0 Gbps, voltage 30V,
| impedanca parice 100 ohm/+/-10 ohm, skew medparični: enako ali | impedance pair 100 ohm/+/-10 ohm, skew between pairs: equal to or
| manj kot 1,78 ns/3m, radij ukrivljanja 20,3 mm, dolžina | less than 1,78 ns/3m, radius of curvature 20,3 mm, length
| najmanj 2,7m | minimum 2,7 m
| EXTRON tip HDMI Ultra/9 (26-663-09) | EXTRON tip HDMI Ultra/9 (26-663-09)
1.59 | Kvaliteten HDMI ultrafleksibilen kabel z nizkim radiem ukrivljanja, | High quality HDMI ultraflexible cable with low bend radius, | kos | 3 |  | 0
| podpora HDMI "high speed" kabelske specifikacije, podpora signalov | hDMI "high speed" cable specification support, signal support
| do 4K@60 Hz (4096x2160), UHD@60 Hz (3840x2160), 4K@60Hz v | up to 4K@60 Hz (4096x2160), UHD@60 Hz (3840x2160), 4K@60Hz v
| 4:4:4 barvnem prostoru - barvna globina 24 bitov - 8 bitov na barvo | 4:4:4 colour space - 24 bit colour depth - 8 bits per colour
| Podatkovni prenos do 18,0 Gbps, napetost 30V, | Data transfer up to 18.0 Gbps, voltage 30V,
| impedanca parice 100 ohm/+/-10 ohm, skew medparični: enako ali | impedance pair 100 ohm/+/-10 ohm, skew between pairs: equal to or
| manj kot 1,78 ns/3m, radij ukrivljanja 20,3 mm, dolžina | less than 1,78 ns/3m, radius of curvature 20,3 mm, length
| najmanj 3,6m | minimum 3,6 m
| EXTRON tip HDMI Ultra/12 (26-663-12) | EXTRON tip HDMI Ultra/12 (26-663-12)
1.60 | HD-SDI kabel, zunanji premer 6,1mm, atenuacija 23,6 dB/100m (750MHz), | HD-SDI cable, outer diameter 6,1mm, attenuation 23,6 dB/100m (750MHz), | m | 460 |  | 0
| impedanca: 75 ohm, statična kapacitivnost vodnika; 55pF/m, polni center | impedance: 75 ohm, static conductor capacitance; 55pF/m, full centre
| vodnik, pleten ščit iz kositranega bakra visoke gostote z aluminijasto folijo, | conductor, high-density tin-plated copper shield with aluminium foil,
| penasta PE izolacija | pE foam insulation
| CANARE tip L-4CFB | CANARE tip L-4CFB
1.61 | Potrošni material - konektorji SDI in uvodnice | Consumables - SDI connectors and leads | kpl | 1 |  | 0
1.62 | Razdelilec za montažo v 19" rack, 8x 230VAC vtičnice pod kotom | 19" rack-mountable distributor, 8x 230VAC sockets at an angle | kos | 4 |  | 0
| 35˚, dolžina kabla 2m, komplet z nosilci za 19" omaro | 35˚, cable length 2m, complete with brackets for 19" enclosure
1.63 | Potrošni material - slepe plošče za vgradnjo v 19" ohišje, 1 HE | Consumables - Blind plates for mounting in 19" enclosure, 1 HE | kpl | 1 |  | 0
1.64 | Drobni vezni, montažni, konektorji in adapterski in drugi nespecificiran | Small connectors, assemblies, connectors and adaptors and other non-specified | kpl | 1 |  | 0
| potrošni material (adapterji, konektorji XLR, Fenix, jack, BNC,…) | consumables (adapters, XLR, Fenix, jack, BNC,...)
1.65 | Usklajevanje z arhitektom in elektro inštalacijskim podjetjem glede poteka inštalacij | Coordinating with the architect and the electrical installation company on the installation process | kpl | 1 |  | 0
| v interierski opremi, vgradnja elementov, izvedba izrezov, prehod kablov, detajli | in interior furnishing, installation of elements, cut-outs, cable passage, details
| zahtevanih prehodov in posegov v interiersko opremo - usklajevanje detajlov 3x | required transitions and interventions in interior fittings - coordination of details 3x
| na lokaciji objekta | on the site of the building
1.66 | Izvedba interkonekcijskih povezav v rack ohišju med elementi aktivne opreme | Making rack interconnections between active equipment elements | kpl | 1 |  | 0
1.67 | Izdelava ekranskih slik multimedijskega krmilnega sistema - osnovna | Creating screenshots of a multimedia control system - basic | kpl | 1 |  | 0
| verzija, slovenski napisi, angleški napisi, izdelava simbolov | version, Slovenian inscriptions, English inscriptions, symbol production
1.68 | Osnovno programiranje multimedijskega krmilnega sistema za | Basic programming of a multimedia control system for | kpl | 1 |  | 0
| delovanje (različni režimi in scenariji,...), usklajevanje z naročnikom | operation (different modes and scenarios,...), coordination with the client
| ter izdelava krmilnih protokolov za posamezne naprave sistema, | and the development of control protocols for individual devices in the system,
| komplet s programsko licenco - po dogovoru z naročnikom | complete with software licence - by agreement with the customer
1.69 | Programiranje oddaljenega dostopa do aplikacije upravljanja s sistemom - po dogovoru z naročnikom | Programming remote access to the system management application - by agreement with the customer | kpl | 1 |  | 0
1.70 | Programiranje DALI protokola za sporazumevanje s | Programming the DALI protocol to communicate with | kpl | 1 |  | 0
| sistemom razsvetljave ter motornih pogonov sistema zatemnjevanja, | lighting systems and motor drives for the dimming system,
| sodelovanje z izvajalcem DALI sistema razsvetljave | working with a DALI lighting contractor
1.71 | Montaža ponujene multimedijske opreme na označeno in preizkušeno | Installation of the multimedia equipment offered on the marked and tested | kpl | 1 |  | 0
| instalacijo, zaključevanje kablov s konektorji, povezava elementov v | installation, terminating cables with connectors, connecting elements in
| dvorani z opremo v rack ohišjih, programiranje digitalnih programskih | equipment in rack cabinets, programming of digital software
| komponent, zaključevanje ponujenih multimedijskih kablov v dozah in | components, terminating the multimedia cables offered in bundles and
| parapetu, test delovanja sistema | parapet, system performance test
1.72 | Predaja dokumentacije opreme, sheme povezav sistema, šolanje | Handover of equipment documentation, system connection diagrams, training | kpl | 1 |  | 0
| uporabnika v trajanju do 5 ur, predaja kratkih navodil v slovenskem | up to 5 hours, brief instructions in Slovenian
| jeziku ter primopredaja sistema | language and handover of the system
1.73 | Potrebni kabli računalniške mreže, Cat. 6A, komplet s polaganjem | Required computer network cables, Cat. 6A, complete with installation | kpl | 1 |  | 0
1.74 | Potrebni jakotočni napajalni kabli, komplet s polaganjem | Power cables required, complete with installation | kpl | 1 |  | 0
1.75 | 'Potrebni ostali EI material in oprema | Other EI material and equipment required | kpl | 1 |  | 0
| VELIKA AMFITEATERSKA PREDAVALNICA: | LARGE AMPHITHEATRE LECTURE THEATRE:
1.76 | 1-chip DLP laserski projektor na fosforni tehnologiji, Solid Shine tehnologija | 1-chip DLP laser projector based on phosphor technology, Solid Shine technology | kos | 2 |  | 0
| Računalniška nazivna resolucija: 1920x1200 | Computer rated resolution: 1920x1200
| Podpora vhodnemu 4K signalu preko HDMI vhoda | Support for input 4K signal via HDMI input
| Kontrast: 25.000:1 (Full ON/OFF) | Contrast: 25,000:1 (Full ON/OFF)
| Svetilnost: 12.400 lumnov (v center poziciji), | Luminous intensity: 12,400 lumens (centre position),
| Ohišje, optična naprava ter svetlobni vir odporen na prah v IP5x (IEC 60529), | Housing, optical device and light source dustproof to IP5x (IEC 60529),
| Brez motoriziranega objektiva, | Without a motorised lens,
| Optični pomik objektiva: vertikalno +60%/-60% in | Optical lens shift: vertical +60%/-60% and
| horizontalno +29%/-29% (z uporabo standarnega objektiva), | horizontal +29%/-29% (using a standard lens),
| uniformnost slike: 90% (po ISO/IEC21118:2020), | image uniformity: 90% (according to ISO/IEC21118:2020),
| Glasnost projektorja pri normalnem delovanju 38dB ter 35dB pri tihem | Projector volume 38dB in normal operation and 35dB in quiet operation
| delovanju (v skladu z ISO/IEC 21118:2020 standardi) | operation (in accordance with ISO/IEC 21118:2020 standards)
| Vgrajen SDM standardo kompatibilno režo, | Built-in SDM standard compatible slot,
| Geometrijska korekcija slike, v primeru nedelovanja ene laserske diode, | Geometric correction of the image in case one laser diode fails,
| sistem zagotavljanja napajanja delujočim diodam ob izpadu ali | a system to provide power to the operating diodes in the event of a failure or
| napaki ene od diod (minimalna izguba svetilnosti), | failure of one of the diodes (minimum loss of luminous intensity),
| Priključki: 2x HDMI vhod, 1x DisplayPort, 1x Sync vhod, 1x Sync izhod, | Connectors: 2x HDMI input, 1x DisplayPort, 1x Sync input, 1x Sync output,
| 1x USB, 1x D-SUB 9-pin vhod (RS-232C), 1x D-SUB 9-pin izhod (RS-232C), | 1x USB, 1x D-SUB 9-pin input (RS-232C), 1x D-SUB 9-pin output (RS-232C),
| LAN vhod, | LAN input,
| Podatkovno kloniranje preko LAN ali USB, | Data cloning via LAN or USB,
| Mehki preklop na redundančni vhodni signal v primeru izpada primarnega, | Soft switchover to a redundant input signal in case of primary failure,
| Možnost krmiljenja preko RS 232/remote/LAN ter iOS ali Android naprav, | Controllable via RS 232/remote/LAN and iOS or Android devices,
| Vgrajen svetlobni senzor in funkcija avtomatske nastavljivosti barvenega | Built-in light sensor and automatic colour adjustment function
| spektra | spectrum
| LAN priključek za spremljanje stanja in kontrolo projektorja preko | LAN connection for status monitoring and control of the projector via
| spletnega brskalnika, Crestron, AMX, Art-Net, | web browser, Crestron, AMX, Art-Net,
| Poraba moči pri normalnem načinu (maks. svetilnost): 840W, pri | Power consumption in normal mode (max. luminous intensity): 840W, at
| napetosti 200-240VAC (v skladu z ISO/IEC21118:2020) | voltages 200-240VAC (according to ISO/IEC21118:2020)
| PANASONIC tip PT-REZ12BEJ | PANASONIC tip PT-REZ12BEJ
1.77 | Motoriziran standarni objektiv 1-chip DLP laserskega projektorja, | Motorised standard 1-chip DLP laser projector lens, | kos | 2 |  | 0
| goriščna razdalja: 23.9mm - 37.2mm, F=1.84-2.31, 1.36 - 2.10:1 | focal length: 23.9mm - 37.2mm, F=1.84-2.31, 1.36 - 2.10:1
| PANASONIC tip ET-C1S600 | PANASONIC tip ET-C1S600
1.78 | SDM vhodna 3G-SDI signalna plošča, 4x SDI vhodi, 1x SDI izhod, | SDM input 3G-SDI signal board, 4x SDI inputs, 1x SDI output, | kos | 2 |  | 0
| s podporo signalom: | with signal support:
| - 12G-SDI: 3840/60p, 3840/50p, 3840/30p, 4096/60p, 4096/50p, 4096/30p,... | - 12G-SDI: 3840/60p, 3840/50p, 3840/30p, 4096/60p, 4096/50p, 4096/30p,...
| - 3G-SDI: 1080/60p, 1080/50p, 1080/30p, 2048/60p, 2048/50p, 2048/30p,... | - 3G-SDI: 1080/60p, 1080/50p, 1080/30p, 2048/60p, 2048/50p, 2048/30p,...
| - HD-SDI: 1080/30p, 1080/25p, ... | - HD-SDI: 1080/30p, 1080/25p, ...
| PANASONIC tip TY-SB01QS | PANASONIC tip TY-SB01QS
1.79 | Univerzalna teleskopska stropna konzola za projektor, | Universal telescopic ceiling bracket for projector, | kos | 2 |  | 0
| posebej prirejena za objekt, raztegljivost od 85 cm do 135 cm, | specially adapted for the building, stretchable from 85 cm to 135 cm,
| vgradnja do 8 kablov v teleskopsko cev, nosilnost do 25 kg, | installation of up to 8 cables in the telescopic tube, load capacity up to 25 kg,
| rotacija 360˚, vertikalni nagib +15˚/0/-15˚, stranski nagib | 360˚ rotation, vertical tilt +15˚/0/-15˚, lateral tilt
| +15˚/0/-15˚, bele ali srebrne barve, | +15˚/0/-15˚, white or silver,
| VOGELS tip PPC 2585 | VOGELS type PPC 2585
1.80 | Dobava in montaža elektromotornega napenjalnega projekcijskega platna, vgrajen motor v aluminijastem ohišju prašno barvan v beli barvi, projekcijska površina 450cm x 253cm (slika 16:9 - 450cm x 253cm), stranska in spodnja, črna obroba, komplet s stropnimi konzolami, odbojni faktor 1.2, vidni kot 150°, črno ozadje, za projekcije visokih resolucij (4K), požarno odporno blago platna po 'klasifikaciji B1 in M1, komplet s stropnimi klonzolami | Supply and installation of an electric motorised tension projection screen, motor mounted in an aluminium housing, powder-coated white, projection area 450cm x 253cm (16:9 image - 450cm x 253cm), side and bottom, black trim, complete with ceiling brackets, reflection factor 1.2, viewing angle 150°, black background, for high resolution projections (4K), fire-resistant screen fabrics according to 'B1 and M1' classification, complete with ceiling brackets | kos | 2 |  | 0
| EUROSCREEN tip MAJOR PRO-C TENSIONED 450x253 | EUROSCREEN tip MAJOR PRO-C TENSIONED 450x253
1.81 | Centralna naprava za krmiljenje kompletne avdio video opreme, | Central device for control of complete audio video equipment, | kpl | 1 |  | 0
| namenjena integraciji in avtomatizaciji tehnologij v modernih poslovnih | designed to integrate and automate technologies in modern business
| stavbah in vladnih objektih. Zmožna je upravljanja tudi zahtevnejših | it is also capable of managing more complex
| avtomatizacijskih sistemov. | automation systems
| 4-generacija, vgrajen spominski modul 2GB SDRAM + 8 GB Flash, | 4-generation, built-in memory module 2GB SDRAM + 8 GB Flash,
| 1x dvosmerni RS-232 port, 2x dvosmerni RS-232/422/485 port, | 1x bidirectional RS-232 port, 2x bidirectional RS-232/422/485 port,
| 8x IR/serijski port, 8x relejni izhod, 8x I/O port, 1x USB tip A konektor, | 8x IR/serial port, 8x relay output, 8x I/O port, 1x USB type A connector,
| 1x LAN priključek, 1x NET priključek, 1x SD reža za spominsko kartico, | 1x LAN connector, 1x NET connector, 1x SD memory card slot,
| modularna programabilna arhitektura, | modular programmable architecture,
| z nadgradnjo omogoča oddaljeno načrtovanje, spremljanje in nadzor | upgrades to allow remote planning, monitoring and control
| preko centralnega help deska ali mobilne applikacije, podpira | via a central helpdesk or mobile app, supports
| standarne mrežne varnostne protokole: 802.X, SSH, TLS in HTTPS. | standard network security protocols: 802.X, SSH, TLS and HTTPS.
| podpora BACnet protokolu, IPv6 priprava, Xpanel računalniška in | bACnet protocol support, IPv6 preparation, Xpanel computing and
| spletna kontrola | online control
| CRESTRON tip CP4 | CRESTRON tip CP4
1.82 | Ekran na dotik 10,1", lastnosti: aktivni TFT, Edge LED osvetlitev, | 10.1" touchscreen, features: active TFT, Edge LED backlight, | kpl | 1 |  | 0
| avtomatska kontrola svetilnosti, resolucija 1920x1200, kot gledanja | automatic brightness control, 1920x1200 resolution, viewing angle
| vsaj ±80º horizontalno, ±80º vertikalno, svetilnost najmanj 400cd/m2, | at least ±80º horizontally, ±80º vertically, luminous intensity not less than 400cd/m2,
| dimenzije: 240x149x51 mm, vgrajen zvočnik in mikrofon, podpora | dimensions: 240x149x51 mm, built-in speaker and microphone, support
| podpora HTML5 in Smart grafika, Ethernet komunikacija s centralno | hTML5 and Smart Graphics support, Ethernet communication with central
| procesno enoto, kontrast: 1.000:1, 16,7 milijona barv, tehnologija: | processing unit, 1,000:1 contrast, 16.7 million colours, technology:
| kapacitivna, 6 virtualnih programabilnih tipk, večtočkovnost (5-točk), | capacitive, 6 virtual programmable keys, multi-point (5-point),
| SIP Intercom, podpora H.265, H.264 in MJPEG formatom za prikaz | SIP Intercom, support for H.265, H.264 and MJPEG display formats
| pretočnega videa, PoE napajanje, vgrajen spletni brskalnik, Wi-Fi | streaming video, PoE power, built-in web browser, Wi-Fi
| povezljivost, Bluetooth komunikacijski svetilnik, varnost: 802.1X | connectivity, Bluetooth communication beacon, security: 802.1X
| avtentifikacija, TLS enkripcija, HTTPS povezljivost, črne barve | authentication, TLS encryption, HTTPS connectivity, black
| CRESTRON tip TSW-1070-B-S | CRESTRON tip TSW-1070-B-S
1.83 | Dobava in montaža - namizni kit za montažo ekrana na dotik pod kotom, 20°, črne barve | Supply and installation - Desktop touchscreen mounting kit at 20° angle, black | kpl | 1 |  | 0
| CRESTRON tip TSW-770/1070-MSMK-ANG-B-S | CRESTRON tip TSW-770/1070-MSMK-ANG-B-S
1.84 | Smart 4-kanalni ojačevalnik, vključuje 4-kanalni simetričnimi analogni | Smart 4-channel amplifier, includes 4-channel balanced analogue | kos | 1 |  | 0
| vhod, izhodna moč: 4x350W/4 ohm/8 ohm/70V, 100V in 4x175W/2 ohm, | input, output power: 4x350W/4 ohm/8 ohm/70V, 100V and 4x175W/2 ohm,
| frekvenčni razpon: +/- 0.5 dB @ 4 ohm, 8 ohm, 70V,100V, frekvenčni | frequency range: +/- 0.5 dB @ 4 ohm, 8 ohm, 70V,100V, frequency
| razpon: -2.5dB @ 20kHz pri 2 ohm, THD+N: 0,1% (20Hz do 20kHz), | range: -2.5dB @ 20kHz into 2 ohms, THD+N: 0.1% (20Hz to 20kHz),
| vgrajen matričnipreklopnik (vsak vhod na vsak izhod s primarnim in | built-in matrix switch (each input to each output with primary and
| sekuzndarnim prioritetnim vhodom), vgrajen 96kHz DSP procesor | sequencer priority input), built-in 96kHz DSP processor
| (kretnica do 48 dB/oktavo IIR filtri, 8-pasovni parametrični EQ, izhodna | (crossover up to 48 dB/octave IIR filters, 8-band parametric EQ, output
| kasnitev do 100ms po kanalu, uporabniška nastavitevnivojev, | delay up to 100ms per channel, user configurable,
| detekcija pilotnega tona, nadzor bremena v realnem času, zaščita: DC, | pilot tone detection, real-time load monitoring, protection: DC,
| VHF in AC glavna zaščita, zaščita pred pregrevanjem in omejitev toka | VHF and AC main protection, overheating protection and current limiting
| ter detekcija napake na ventilatorju | and fan fault detection
| LEA PROFESSIONAL tip CONNECT 354 | LEA PROFESSIONAL tip CONNECT 354
1.85 | Zvočni 2-sistemski linijski array zvočni steber z 16x 25mm | Audio 2-system line array soundbar with 16x 25mm | kos | 1 |  | 0
| visokotonskimi zvočniki in 4x 125mm močnimi nizkotonskimi zvočniki | tweeters and 4x 125mm powerful subwoofers
| razporejenimi koaksialno, pokrivanje: 25° v ozkem načinu | coaxial, coverage: 25° in narrow mode
| (2 kHz - 16 kHz) (±10°), 45° v širokem načinu (1 kHz - 16 kHz) (±10°); | (2 kHz - 16 kHz) (±10°), 45° in wide mode (1 kHz - 16 kHz) (±10°);
| horizontalna pokritost 150° (500 Hz - 8 kHz) (±20°), | horizontal coverage 150° (500 Hz - 8 kHz) (±20°),
| občutljivost-ozek način: 98 dB (govor), 93dB (glasba), | sensitivity-low mode: 98dB (speech), 93dB (music),
| občutljivost-širok način: 96 dB (govor), 92 dB (glasba), impedanca: | sensitivity-Wide mode: 96 dB (speech), 92 dB (music), impedance:
| 8 ohm, moč: 350W, maks. zvočni pritisk: 125 dB (ozek način - govor), | 8 ohms, power: 350W, max. sound pressure: 125 dB (narrow mode - speech),
| 120 dB (ozek način - glasba), 123 dB (širok način - govor), 119 dB | 120 dB (narrow mode - music), 123 dB (wide mode - speech), 119 dB
| (širok način - glasba), komplet s stensko konzolo z možnostjo | (wide mode - music), complete with wall-mounted console with the option of
| naklona in pomika levo in desno, bele barve | pitch and yaw left and right, white
| JBL tip CBT 70J-1-WH | JBL tip CBT 70J-1-WH
1.86 | Kompaktni 2-sistemski zvočnik z 8" nizkotonsko enoto in 1,5" | Compact 2-system loudspeaker with 8" woofer and 1.5" | kos | 1 |  | 0
| visokotonsko enoto, pokrivanje 90°×50° z možnostjo rotacije troblje, | tweeter unit, 90° × 50° coverage with rotatable horn,
| občutljivost 93dB SPL, impedanca: 8 Ohm, moč: 250W/500W/1000W, | sensitivity 93dB SPL, impedance: 8 Ohm, power: 250W/500W/1000W,
| maks. zvočni pritisk: 117dB, dimenzije (maks): 470×238×255mm, črna barva | max. sound pressure: 117dB, dimensions (max): 470×238×255mm, black
| JBL tip AC18/95 | JBL tip AC18/95
1.87 | Dvojni brezžični digitalni mikrofonski diversity sistem, komplet | Dual wireless digital microphone diversity system, complete set | kpl | 1 |  | 0
| z dvema ročnima oddajnikoma in dvema sprejemnikoma (v kovinskem | with two hand-held transmitters and two receivers (in metal
| ohišju). Delovanje v povečanem spektru UHF območja, nastavitvena | operation in the extended spectrum of the UHF range, adjustable
| pasovna širina je vse do 44MHz z do 32 prenastavljenimi kompatibilnimi | bandwidth is up to 44MHz with up to 32 reconfigured compatible
| kanali. Sistem omogoča delovanje do 10 kompatibilnih kanalov v | channels. The system allows up to 10 compatible channels to operate in
| 6 MHz TV območju ali 12 kompatibilnih kanalov v 8 MHz TV območju. | 6 MHz TV band or 12 compatible channels in the 8 MHz TV band.
| Sistem zagotavlja visoko-kakovosten avdio z ravno frekvenčnim | The system delivers high-quality audio with flat frequency
| odzivom v širokem razponuod 20Hz do 20kHz ter nizko kasnitvijo | response over a wide range from 20Hz to 20kHz and low latency
| zgolj 3,2 ms (low-latency). Dinamično območje: 120 dB. 24-bitni | only 3.2 ms (low-latency). Dynamic range: 120 dB. 24-bit
| digitalni avdio sistem, frekvenčno območje 518MHz-562MHz. | digital audio system, frequency range 518MHz-562MHz.
| Minimalne zahteve oddajnika: | Minimum transmitter requirements:
| - frekvenčni razpon 20Hz do 20kHz | - frequency range 20Hz to 20kHz
| - vse do 8 ur delovanja z uporabo 2x AA alkalnih baterij ali z opcijskimi | - up to 8 hours of operation using 2x AA alkaline batteries or optional
| litij-ionskimi akumulatorskimi baterijami z možnostjo | lithium-ion rechargeable batteries with the option of
| prikaza preostanka delovanja v urah in minutah | display of remaining operating time in hours and minutes
| - osvetljen OLED visokokontrastni zaslon s prikazom imena kanala, | - backlit OLED high-contrast display showing the channel name,
| frekvenco in stanja baterije | frequency and battery status
| Minimalne zahteve sprejemnika: | Minimum receiver requirements:
| - avtomatsko iskanje kanalov, mrežno iskanje kanalov preko Etherneta | - automatic channel search, network channel search over Ethernet
| - mrežni priključek za povezavo na računalniško mrežo | - network connection to connect to a computer network
| - kontrola in nastavitev preko mrežnega priključka | - control and set-up via network connection
| - nastavljiva avdio občutljivost vse do 60 dB | - adjustable audio sensitivity up to 60 dB
| - kontrasten LCD meni in kontrole z funkcijo zaklepanja ter avdio in | - contrast LCD menu and controls with lock function and audio and
| RF LED z indikatorjem "PEAK" | RF LED with "PEAK" indicator
| - 6,3mm izhod ter XLR izhod | - 6.3mm output and XLR output
| Minimalne zahteve mikrofona: | Minimum microphone requirements:
| - frekvenčni razpon 50Hz do 15kHz | - frequency range 50Hz to 15kHz
| - smerna karakteristika: kardioidna | - directional characteristic: cardioid
| - vgrajen pop filter | - built-in pop filter
| SHURE tip SLXD24DE/SM58-H59 | SHURE tip SLXD24DE/SM58-H59
1.88 | Dvojni brezžični digitalni mikrofonski diversity sistem, komplet | Dual wireless digital microphone diversity system, complete set | kpl | 1 |  | 0
| z dvema "bodypack" oddajnikoma v kovinskem ohišju | with two "bodypack" transmitters in a metal housing
| Delovanje v povečanem spektru UHF območja, nastavitvena | Operation in the enhanced spectrum of the UHF range, adjustable
| pasovna širina je vse do 44MHz z do 32 prenastavljenimi kompatibilnimi | bandwidth is up to 44MHz with up to 32 reconfigured compatible
| kanali. Sistem omogoča delovanje do 10 kompatibilnih kanalov v | channels. The system allows up to 10 compatible channels to operate in
| 6 MHz TV območju ali 12 kompatibilnih kanalov v 8 MHz TV območju. | 6 MHz TV band or 12 compatible channels in the 8 MHz TV band.
| Sistem zagotavlja visoko-kakovosten avdio z ravno frekvenčnim | The system delivers high-quality audio with flat frequency
| odzivom v širokem razponu od 20Hz do 20kHz ter nizko kasnitvijo | response over a wide range from 20Hz to 20kHz and low latency
| zgolj 3,2 ms (low-latency). Dinamično območje: 120 dB. 24-bitni | only 3.2 ms (low-latency). Dynamic range: 120 dB. 24-bit
| digitalni avdio sistem, frekvenčno območje 470MHz-514MHz. | digital audio system, frequency range 470MHz-514MHz.
| Minimalne zahteve oddajnika: | Minimum transmitter requirements:
| - frekvenčni razpon 20Hz do 20kHz | - frequency range 20Hz to 20kHz
| - vse do 8 ur delovanja z uporabo 2x AA alkalnih baterij ali z opcijskimi | - up to 8 hours of operation using 2x AA alkaline batteries or optional
| litij-ionskimi akumulatorskimi baterijami z možnostjo | lithium-ion rechargeable batteries with the option of
| prikaza preostanka delovanja v urah in minutah | display of remaining operating time in hours and minutes
| - osvetljen OLED visokokontrastni zaslon s prikazom imena kanala, | - backlit OLED high-contrast display showing the channel name,
| frekvenco in stanja baterije | frequency and battery status
| Minimalne zahteve sprejemnika: | Minimum receiver requirements:
| - avtomatsko iskanje kanalov, mrežno iskanje kanalov preko Etherneta | - automatic channel search, network channel search over Ethernet
| - mrežni priključek za povezavo na računalniško mrežo | - network connection to connect to a computer network
| - kontrola in nastavitev preko mrežnega priključka | - control and set-up via network connection
| - nastavljiva avdio občutljivost vse do 60 dB | - adjustable audio sensitivity up to 60 dB
| - kontrasten LCD meni in kontrole z funkcijo zaklepanja ter avdio | - contrast LCD menu and controls with lock function and audio
| in RF LED z indikatorjem "PEAK" | and RF LED with "PEAK" indicator
| - 6,3mm izhod ter XLR izhod | - 6.3mm output and XLR output
| SHURE tip SLXD14DE-G59 | SHURE tip SLXD14DE-G59
1.89 | Dobava in montaža - Naglavni kondenzatorski mikrofon z minimalnimi tehničnimi zahtevami: | Supply and installation - A condenser head-mounted microphone with minimum technical requirements: | kos | 2 |  | 0
| - frekvenčni razpon 50Hz do 20KHz | - frequency range 50Hz to 20KHz
| - zvočni pritisk: 153 dB | - sound pressure: 153 dB
| - smerna karakteristika: kardioidna | - directional characteristic: cardioid
| - občutljivost: -59 dBV/Pa - 1.1 mV/Pa | - sensitivity: -59 dBV/Pa - 1.1 mV/Pa
| - komplet s konektorjem | - complete with connector
| SHURE tip SM35-TQG | SHURE tip SM35-TQG
1.90 | Dobava in montaža - Kravatni kondenzatorski mikrofon z minimalnimi tehničnimi zahtevami: | Supply and installation - A microphone with minimal technical requirements: | kos | 2 |  | 0
| - frekvenčni razpon 50Hz do 17KHz | - frequency range 50Hz to 17KHz
| - zvočni pritisk: 130,5 dB SPL | - sound pressure: 130.5 dB SPL
| - smerna karakteristika: kardioidna | - directional characteristic: cardioid
| - občutljivost: -45.5 dBV/Pa | - sensitivity: -45.5 dBV/Pa
| - komplet s konektorjem | - complete with connector
| SHURE tip WL185 | SHURE tip WL185
1.91 | Konferenčni mikrofon za montažo v govorniški pult, | Conference microphone for installation in a lectern, | kpl | 2 |  | 0
| gibljiv vrat, RF filtriranje, 47,3cm dolžine, | flexible neck, RF filtering, 47,3cm length,
| LED status, kondenzatorski, vgrajen predojačevalnik | LED status, capacitor, built-in preamplifier
| in "mute" stikalom mikrofona, | and the microphone's "mute" switch,
| frekvenčni razpon: največ 50Hz do najmanj 17kHz, kardioidne | frequency range: maximum 50Hz to minimum 17kHz, cardioid
| karakteristike, maksimalna SPL (pri 1 kHz pri 1% THD, 1 kOhm breme): | characteristics, maximum SPL (at 1 kHz at 1% THD, 1 kOhm load):
| najmanj 124 dB, občutljivost: -35 dBV/Pa (17,8mV), dinamično | minimum 124 dB, sensitivity: -35 dBV/Pa (17.8mV), dynamic
| območje: 96,2 dB, komplet z "mute" stikalom, vgrajenim | range: 96.2 dB, complete with built-in "mute" switch
| predojačevalnikom | to the preamplifier
| SHURE tip MX418S/C | SHURE tip MX418S/C
1.92 | Dobava in montaža - "Shock mount" adapter za konferenčni mikrofon za montažo v govorniški pult | Supply and installation - "Shock mount" adapter for conference microphone for installation in lectern | kpl | 2 |  | 0
| SHURE tip A400SM | SHURE tip A400SM
1.93 | Konferenčni mikrofon za montažo na namizni mikrofonski | Conference microphone for mounting on a desktop microphone stand | kpl | 1 |  | 0
| podstavek, gibljiv vrat, RF filtriranje, 47,3cm dolžine, | base, flexible neck, RF filtering, 47,3cm length,
| LED status, kondenzatorski, vgrajen predojačevalnik | LED status, capacitor, built-in preamplifier
| in "mute" stikalo mikrofona, | and the microphone "mute" switch,
| frekvenčni razpon: največ 50Hz do najmanj 17kHz, kardioidne | frequency range: maximum 50Hz to minimum 17kHz, cardioid
| karakteristike, maksimalna SPL (pri 1 kHz pri 1% THD, 1 kOhm breme): | characteristics, maximum SPL (at 1 kHz at 1% THD, 1 kOhm load):
| najmanj 124 dB, občutljivost: -35 dBV/Pa (17,8mV), dinamično | minimum 124 dB, sensitivity: -35 dBV/Pa (17.8mV), dynamic
| območje: 96,2 dB, komplet z "mute" stikalom, vgrajenim | range: 96.2 dB, complete with built-in "mute" switch
| predojačevalnikom | to the preamplifier
| SHURE tip MX418S/C | SHURE tip MX418S/C
1.94 | Namizni podstavek mikrofona na gibljivem vratu z XLR konektorjem | Table microphone stand on flexible neck with XLR connector | kpl | 1 |  | 0
| na gornjem delu postavka ter 3m priključnim kablom z XLR konektorjem | at the top of the item and a 3m connection cable with XLR connector
| SHURE tip A412B | SHURE tip A412B
1.95 | Dobava in montaž - Dvojna napajalna postaja za polnenje dveh baterij Li-ion žepnih ali ročnih oddajnikov | Supply and installation - Dual charging station for charging two Li-ion batteries for pocket or handheld transmitters | kpl | 2 |  | 0
| SHURE tip SBC203-E | SHURE tip SBC203-E
1.96 | Dobava in montaža - Polnina litij-ionska baterija, kapaciteta: 1200 mAh | Supply and installation - Lithium-ion battery, capacity: 1200 mAh | kos | 4 |  | 0
| SHURE tip SB903 | SHURE tip SB903
1.97 | Digitalni avdio server s sledečimi lastnostmi: | A digital audio server with the following features: | kos | 1 |  | 0
| - 12 mikrofonsko/linijskih vhodov z AEC, 8 mikrofonsko/linijskih izhodov | - 12 mic/line inputs with AEC, 8 mic/line outputs
| - 32x32 Dante kanalov | - 32x32 Dante channels
| - 2x Gigabit Etnernet port | - 2x Gigabit Ethernet port
| - RS-232 serijski port | - RS-232 serial port
| - 8 USB avdio kanalov za pretok iz ali v I/O DSP (program. nastavljivo) | - 8 USB audio channels for flow from or to DSP I/O (programmable)
| - podpora simultani rabi AES67 in Dante pretokov | - support for simultaneous use of AES67 and Dante streams
| - sistemsko konfiguriranje in kontrola preko Ethernet porta | - system configuration and control via Ethernet port
| - nastavljanje in kontrola signalnega procesiranja preko programske | - setting and control of signal processing via software
| opreme za signalno usmerjevanje in mešanje, ekvalizacija, filtriranje, | signal routing and mixing equipment, equalisation, filtering,
| dinamiko in zakasnitev kot tudi kontrolo, nadzor in diagnostično orodje | dynamics and delay as well as control, monitoring and diagnostic tools
| - OLED ekran na dotik | - OLED touch screen
| - izvedba za namestitev v 19" omaro | - 19" rack-mountable version
| BIAMP tip TESIRAFORTE DAN CI | BIAMP tip TESIRAFORTE DAN CI
1.98 | Digitalni brezžični oddajnik, DECT tehnologija, modrozobi vmesnik, visoka | Digital wireless transmitter, DECT technology, blue-tooth interface, high | kos | 1 |  | 0
| zaščita pred neavtoriziranem prisluškovanju z AES-256 enkripcijo, | protection against unauthorised eavesdropping with AES-256 encryption,
| možnost dvosmernega prenosa avdio signala, multifunkcijska tipka, | two-way audio signal transmission, multi-function key,
| tipka za regulacijo glasnosti vgrajenih slušalk, naglavnega seta, indukcijske | volume control key for built-in headphones, headset, induction
| zanke, "mute" tipka, delovanje z vgrajenimi litij-ionskimi baterijami, OLED, | loops, "mute" key, operation with built-in lithium-ion batteries, OLED,
| linijski vhod preko 3,5mm stereo jack konektorja, USB-C priključek za | line input via 3.5mm stereo jack connector, USB-C connector for
| avdio in napajanje, 4-pin mini XLR konektor za priklop zunanjega mikrofona, | audio and power supply, 4-pin mini XLR connector for external microphone,
| delovanje 15 ur ali več, delovanje DECT: 1.880 MHz do 1.900 MHz, vgrajen | 15 hours or more operation, DECT operation: 1.880 MHz to 1.900 MHz, built-in
| DSP | DSP
| TELEVIC tip UNITE TP | TELEVIC type UNITE TP
1.99 | Digitalni brezžični sprejemnik, DECT tehnologija, modrozobi vmesnik, visoka | Digital wireless receiver, DECT technology, blue-tooth interface, high | kpl | 1 |  | 0
| zaščita pred neavtoriziranem prisluškovanju z AES-256 enkripcijo, | protection against unauthorised eavesdropping with AES-256 encryption,
| tipka za vklop-izklop in menu, multifunkcijska tipka, | on/off and menu key, multi-function key,
| tipka za regulacijo glasnosti vgrajenih slušalk, naglavnega seta, indukcijske | volume control key for built-in headphones, headset, induction
| zanke, statusni LED indikator delovanja in polnjenja, delovanje z vgrajenimi | loops, LED status indicator for operation and charging, operation with built-in
| litij-ionskimi baterijami, OLED, USB-C priključek za avdio in napajanje, | lithium-ion batteries, OLED, USB-C connector for audio and power,
| delovanje 15 ur ali več, delovanje DECT: 1.880 MHz do 1.900 MHz | 15 hours or more operation, DECT operation: 1.880 MHz to 1.900 MHz
| TELEVIC tip UNITE RP | TELEVIC type UNITE RP
1.100 | Naglavni mikrofon za digitalni brezžični oddajnik, frekvenčni razpon: | Headband microphone for digital wireless transmitter, frequency range: | kpl | 1 |  | 0
| 20 Hz - 20.000 Hz, omni usmerjen, kondenzatorski mikrofon, zaščita pred | 20 Hz - 20,000 Hz, omnidirectional, condenser microphone, protection against
| brizganjem vode, lahek in nastavljiv vratni pas, fleksibilna in trpežna | water spray, lightweight and adjustable neck strap, flexible and durable
| konstrukcija, bež barva | construction, beige
| TELEVIC tip TG H56 tan | TELEVIC tip TG H56 tan
1.101 | Namizni napajalnik za oddajnike in sprejemnike, indikacija napajanja, | Desktop power supply for transmitters and receivers, power indication, | kpl | 1 |  | 0
| Napajanje do štirih enot, maksimalni čas napajanja: 4 ure | Power up to four units, maximum power supply time: 4 hours
| TELEVIC tip UNITE DS-4/2 | UNITE DS-4/2 type
1.102 | Indukcijska vratna zanka, pripomoček za osebe z okvaro sluha s slušnim | Induction Neck Loop, an aid for hearing impaired people with hearing loss | kos | 1 |  | 0
| aparatom ali polževim vsadkom, impedanca: 2x 12,5Ω | implanted cochlear implant, impedance: 2x 12.5Ω
| TELEVIC tip IL 200 | TELEVIC type IL 200
1.103 | Profesionalna PTZ kamera FullHD z integriranim HD SDI z najmanj | FullHD professional PTZ camera with integrated HD SDI with minimum | kos | 3 |  | 0
| sledečimi lastnostmi: | the following characteristics:
| - 1x 3G-SDI izhod, | - 1x 3G-SDI output,
| - 1x LAN priključek za upravljanje, | - 1x LAN connection for management,
| - 1x RS-422 priključek, | - 1x RS-422 connector,
| - 1x avdio vhod (MIC/LINE), | - 1x audio input (MIC/LINE),
| - profesionalna PTZ kamera, optični zoom 24x, | - professional PTZ camera, 24x optical zoom,
| - slikovni senzor 1/2.5-type MOS, | - 1/2.5-type MOS image sensor,
| - vidni kot: horizontalni 74,1° do 3,3°, vertikalni 46° do 1,9°, | - angle of view: horizontal 74,1° to 3,3°, vertical 46° to 1,9°,
| - minimalna osvetlitev: 3 lx, | - minimum illumination: 3 lx,
| - hitrost elektronske zaslonke: 1/60 do 1/10.000 (pri 59,94p/59,94i), | - electronic shutter speed: 1/60 to 1/10,000 (at 59.94p/59.94i),
| - protokoli JPEG, H.264 in H.265, | - jPEG, H.264 and H.265 protocols,
| - pan območje: -175° - +175°, tilt območje: -30° - +90°, | - pan range: -175° - +175°, tilt range: -30° - +90°,
| - slikovno pretakanje: JPEG (MJPEG), H.264, H.265, NDI®¦HX version 2, | - image streaming: JPEG (MJPEG), H.264, H.265, NDI®¦HX version 2,
| - IP pretakanje: slikovna resolucija 1920x1080, 1280x720, 640x360, 320x180, | - IP streaming: image resolution 1920x1080, 1280x720, 640x360, 320x180,
| - izhodni format SDI: 1080/59.94p, 1080/50p, 1080/29.97p, 720/59.94p, | - sDI output format: 1080/59.94p, 1080/50p, 1080/29.97p, 720/59.94p,
| - izhodni format HDMI: 2160/59.94p, 2160/50p, 2160/29.97p, 1080/59.94p, | - hDMI output format: 2160/59.94p, 2160/50p, 2160/29.97p, 1080/59.94p,
| 1080/50p, 1080/29.97p, 720/59.94p, | 1080/50p, 1080/29.97p, 720/59.94p,
| - HDMI izhod: HDMI 2.0, 4:2:2/10bit, | - HDMI output: HDMI 2.0, 4:2:2/10bit,
| - 3G-SDI izhod: SMPTE292M/424M/75Ω, | - 3G-SDI output: SMPTE292M/424M/75Ω,
| - podpira NDI®¦HX verzija 2, | - supports NDI®¦HX version 2,
| - gamma korekcija, White Balance, Chroma, | - gamma Correction, White Balance, Chroma,
| - vgrajena stabilizacija optične slike (OIS). | - optical Image Stabilisation (OIS) built-in.
| - tip prenosa: TCP/UDP, Unicast, Multicast; | - transmission type: TCP/UDP, Unicast, Multicast;
| - napajanje: POE++ ali priložen AC adapter s priklopom na 230VAC | - power supply: POE++ or the included AC adapter with 230VAC connection
| - vgrajena auto-tracking funkcija, | - built-in auto-tracking function,
| - bele barve, | - white,
| PANASONIC tip AW-UE80W(EJ) | PANASONIC tip AW-UE80W(EJ)
1.104 | Stenska konzola PTZ kamere, bele barve, komplet z montažo in varnostno zaščito PANASONIC tip KST-WM-UE100-W | PTZ camera wall bracket, white, complete with mounting and safety protection PANASONIC tip KST-WM-UE100-W | kos | 3 |  | 0
1.105 | Omrežno vklopno polje za priključitev avdio in video naprav na napajalno | Mains power box for connecting audio and video devices to the power supply | kpl | 2 |  | 0
| napetost 230 VAC. Omogoča priklop do štirih skupin naprav in dva | 230 VAC. Allows connection of up to four groups of devices and two
| elektromotorna pogona (motorno senčilo/žaluzije, elektromotorno platno). | electric motor drives (motorised shades/blinds, electric motorised canvas).
| Vklop naprav je mogoč preko tipk na prednji plošči, oz. omogoča krmiljenje | Switching on the devices is possible via the front panel buttons, or by controlling the
| preko LAN ali RS-232. Naprava vsebuje 8xDI priključke, izvedba za | via LAN or RS-232. The device contains 8xDI connectors, version for
| vgradnjo v 19" omarico | installation in a 19" rack
| PDU 44-L | PDU 44-L
1.106 | Napajalni modul DIN izvedbe, kompatibilnost z zahtevanim krmilnim | DIN power supply module, compatibility with the required control | kos | 1 |  | 0
| sistemom, povezljivost s krmilnim procesorjem, omogoča zaporedno | system, connectivity to the control processor, enables sequential
| povezljivost večih elementov v sistem, LED identifikacija, | connectivity of multiple elements in the system, LED identification,
| 3x NET priključek, vgrajena varovalka | 3x NET connector, built-in fuse
| CRESTRON tip DIN-PWS60 | CRESTRON type DIN-PWS60
1.107 | DIN vmesnik za kontrolo 1x DALI zanka, kontrola 64 DALI bremen | DIN control interface 1x DALI loop, control of 64 DALI loads | kos | 1 |  | 0
| (naprav), napajanje preko PoE ali Cresnet omrežja, nastavitve preko | (devices), power supply via PoE or Cresnet, settings via
| spletnega uporabniškega vmesnika ali Crestrom Home OS, prioritetni | web UI or Crestrom Home OS, priority
| vhod, notranja diagnostika | input, internal diagnostics
| CRESTRON tip DIN-DLI | CRESTRON type DIN-DLI
1.108 | Napredni video usmerjevalnik za SD, HD in Ultra HD signale z najmanj | Advanced video router for SD, HD and Ultra HD signals with a minimum of | kos | 1 |  | 0
| sledečimi lastnostmi: | the following characteristics:
| - vgrajeni re-sinhronizatorji na vseh vhodih, | - built-in re-synchronisers on all inputs,
| - 12x SDI video vhodov in 12x SDI video izhodov | - 12x SDI video inputs and 12x SDI video outputs
| (10-bit SD-SDI, HD-SDI, 6G-SDI), | (10-bit SD-SDI, HD-SDI, 6G-SDI),
| - SDI format: 3, | - SDI format: 3,
| - SDI "reclocking" na vseh SDI izhodih, | - SDI "reclocking" on all SDI outputs,
| - "Tri-Sync" in "Blask Burst" referenčni vhod, | - "Tri-Sync" and "Blask Burst" reference input,
| - povezava kontrolnega panela: Ethernet (konfiguriranje usmerjevalnika | - control panel connection: Ethernet (configuring the router
| preko prednjega LCD panela ali RJ45 Ethernet, | via the front LCD panel or RJ45 Ethernet,
| - vmesnik USB, | - uSB interface,
| - podpora SD, HD, 2K, Ultra HD in 4K standardom, | - support for SD, HD, 2K, Ultra HD and 4K standards,
| - SDI avdio vzorčenje: 48kHz in 24-bit, | - SDI audio sampling: 48kHz and 24-bit,
| - SDI video vzorčenje: YUV 4:2:2 in RGB 4:4:4, | - SDI video sampling: YUV 4:2:2 and RGB 4:4:4:4,
| - SDI barvna natančnost: 10-bit 4:2:2 in 4:4:4 | - SDI colour accuracy: 10-bit 4:2:2 and 4:4:4:4
| - SDI barvni prostor: YUV ali RGB, | - SDI colour space: YUV or RGB,
| Ultra HD način do 2160p30 in 4K način do 4K30 DCI, 10-bit YUV 4:2:2 pri | Ultra HD mode up to 2160p30 and 4K mode up to 4K30 DCI, 10-bit YUV 4:2:2 at
| vseh načinih, | in all ways,
| - SDI avtomatsko preklapljanje med SD-SDI, HD-SDI in 6G-SDI na | - SDI automatic switching between SD-SDI, HD-SDI and 6G-SDI on
| vsakem od vhodov, | at each of the entrances,
| - kontrolni panel s tipkami in vrtljivim kolescem za kontrolo menija, | - control panel with keys and rotary wheel for menu control,
| - 2,2 palični barvni ekran, | - 2.2 inch colour screen,
| - zunanja kontrola s programsko kontrolo za Mac in Windows platformo, | - external control with software control for Mac and Windows platform,
| - zaščita pri napaki napajanja: ohranjanje in trenutno obnavljanje povezav | - power failure protection: preserving and momentarily restoring connections
| pri ponovnem vklopu; | when switching back on;
| BLACKMAGIC DESIGN tip SMART VIDEOHUB 12x12 (VHUBSMART6G1212) | BLACKMAGIC DESIGN tip SMART VIDEOHUB 12x12 (VHUBSMART6G1212)
1.109 | Konverter SDI na HDMI 3G z napajalnikom in najmanj sledečimi lastnostmi: | SDI to HDMI 3G converter with power supply and at least the following features: | kos | 8 |  | 0
| - konverter SD/HD/3G-SDI signala v HDMI | - sD/HD/3G-SDI to HDMI converter
| - 1x SD/HD/3G-SDI vhod in 1x loop izhod, 1x HDMI izhod | - 1x SD/HD/3G-SDI input and 1x loop output, 1x HDMI output
| - DCI 2K SDI vhod/izhod, 1080p60 HDMI izhod, | - DCI 2K SDI input/output, 1080p60 HDMI output,
| - avto detekcija SD ali HD signala, | - auto detection of SD or HD signal,
| - SDI A/B izbor, | - SDI A/B selection,
| - vkomponiran avdio, | - audio embedded,
| - kalibracija loop izhoda, | - calibration of the loop output,
| - LED indikacija signala in napajanja; | - LED indication of signal and power;
| BLACKMAGIC DESIGN tip Micro Converter SDI to HDMI 3G PSU (CONVCMIC/SH03G/WPSU) | BLACKMAGIC DESIGN tip Micro Converter SDI to HDMI 3G PSU (CONVCMIC/SH03G/WPSU)
1.110 | Konverter HDMI na SDI 3G z napajalnikom in najmanj sledečimi lastnostmi: | HDMI to SDI 3G converter with power supply and at least the following features: | kos | 8 |  | 0
| - konverter HDMI signala (3G-SDI) | - hDMI signal converter (3G-SDI)
| - 1x HDMI vhod, 2x SD/HD/3G-SDI izhod | - 1x HDMI input, 2x SD/HD/3G-SDI output
| - izbor SD/HD nivo A/B SDI priključek, | - sD/HD Level A/B SDI connector selection,
| - podpora | - support
| - SDI ʺre-clockingʺ | - SDI ʺre-clockingʺ
| - podpora SD in HD signalov do 1080p60 resolucije, | - support for SD and HD signals up to 1080p60 resolution,
| - avtomatsko zaznavanje vhodnega signala, | - automatic detection of the input signal,
| - kompatibilnost z SMPTE 259M, SMPTE 292M, SMPTE 296M, | - compatibility with SMPTE 259M, SMPTE 292M, SMPTE 296M,
| SMPTE 424M, SMPTE 425M level A and B, broadcast standardom, | SMPTE 424M, SMPTE 425M level A and B, broadcast standards,
| - LED indikacija signala; | - LED indication of the signal;
| BLACKMAGIC DESIGN tip Micro Converter HDMI to SDI 3G PSU (CONVCMIC/HS03G/WPSU) | BLACKMAGIC DESIGN tip Micro Converter HDMI to SDI 3G PSU (CONVCMIC/HS03G/WPSU)
1.111 | Konverter SDI na avdio z najmanj sledečimi lastnostmi: | SDI to audio converter with at least the following features: | kos | 3 |  | 0
| - 8x izhodni kanal digitalnega avdia AES/EBU, | - 8x AES/EBU digital audio output channel,
| - 4x izhodni kanal analognega avdia, | - 4x analogue audio output channel,
| - SDI/HD ali 3G-SDI vhod, | - SDI/HD or 3G-SDI input,
| - redundančni SDI vhod, | - redundant SDI input,
| - avtomatska detekcija SD, HD ali 3G.SDI, | - automatic detection of SD, HD or 3G.SDI,
| - SDI "loop" izhod, | - SDI "loop" output,
| . SDI avdio vzorčenje 48 kHz in 24-bit, | . SDI audio sampling 48 kHz and 24-bit,
| - ʺre-clockingʺ, | - ʺre-clockingʺ,
| - SDI barvno vzorčenje 4:2:2 in 4:4:4, | - SDI colour sampling 4:2:2 and 4:4:4:4,
| - SDI barvni prostor YUV, RGB, | - SDI colour space YUV, RGB,
| - podpora SD in HD signalov do 1080p60 resolucije, | - support for SD and HD signals up to 1080p60 resolution,
| - +12V napajalnik; | - +12V power supply;
| BLACKMAGIC DESIGN tip Mini Converter SDI to Audio (CONVMCSAUD) | BLACKMAGIC DESIGN tip Mini Converter SDI to Audio (CONVMCSAUD)
1.112 | Konverter avdio na SDI z najmanj sledečimi lastnostmi: | An audio to SDI converter with at least the following features: | kos | 1 |  | 0
| - vkomponiranje 4 kanalov analognega avdia/8 kanalov AES/EBU | - 4 channels of analogue audio/8 channels of AES/EBU
| digitalnega avdia v SDI video, | digital audio to SDI video,
| - SDI/HD ali 3G-SDI vhod, | - SDI/HD or 3G-SDI input,
| - redundančni SDI vhod, | - redundant SDI input,
| - avtomatsko preklaplanje med SD, HD in 3G-SDI, | - automatic switching between SD, HD and 3G-SDI,
| . SDI avdio vzorčenje 48 kHz in 24-bit, | . SDI audio sampling 48 kHz and 24-bit,
| - ʺre-clockingʺ, | - ʺre-clockingʺ,
| - SDI video vzorčenje 4:2:2 in 4:4:4, | - SDI video sampling 4:2:2 and 4:4:4:4,
| - SDI barvni prostor YUV, RGB, | - SDI colour space YUV, RGB,
| - podpora SD in HD signalov do 1080p60 resolucije, | - support for SD and HD signals up to 1080p60 resolution,
| - +12V napajalnik; | - +12V power supply;
| BLACKMAGIC DESIGN tip Mini Converter Audio to SDI 2 (CONVMCAUDS2) | BLACKMAGIC DESIGN tip Mini Converter Audio to SDI 2 (CONVMCAUDS2)
1.113 | Pretvornik SDI na USB 3.0 in najmanj sledečimi lastnostmi: | SDI to USB 3.0 converter with at least the following features: | kos | 1 |  | 0
| - konverter SDI signala (video in avdio) na USB 3.0 brez kompresije, | - sDI signal converter (video and audio) to USB 3.0 without compression,
| - aktivni loop izhod, | - active loop output,
| - 1x SDI vhod (3G-SDI, HD, SD), | - 1x SDI input (3G-SDI, HD, SD),
| - 1x USB izhod (3.0/2.0), | - 1x USB output (3.0/2.0),
| - podpora do 1080p60 resolucije, | - support up to 1080p60 resolution,
| - vrinjen avdio je ekstraktiran kot dvo-kanalni LPCM, | - the embedded audio is extracted as two-channel LPCM,
| - avtomatsko skaliranje in "frame-rate" konverzija, | - automatic scaling and frame-rate conversion,
| - avtomatska konverzija barvnega prostora ter vzorčenja, | - automatic colour space conversion and sampling,
| - podpora večim napravam na istem PC, | - support for multiple devices on the same PC,
| - kompatibilnost z Windows, macOS in Linux napravami novejših različic, | - compatibility with Windows, macOS and recent versions of Linux,
| - kompatibilnost z Barco ClickShare Conference, | - compatibility with Barco ClickShare Conference,
| - napajanje preko USB priključka, | - power via USB,
| - LED indikacija; | - LED indication;
| INOGENI tip SDI2USB3 | INOGENI type SDI2USB3
1.114 | Produkcijska enota z najmanj sledečimi lastnostmi: | A production unit with at least the following characteristics: | kos | 1 |  | 0
| - produkcijski preklopnik z integriranim kontrolnim panelom | - production switcher with integrated control panel
| - pretakanje živih vsebin do 1080pHD resolucije na internet | - live streaming up to 1080pHD resolution to the internet
| - 4 x HDMI Type A | - 4 x HDMI Type A
| - 2 x 3.5 mm Stereo Analog Audio | - 2 x 3.5 mm Stereo Analog Audio
| - 1 x LAN priključek | - 1 x LAN connector
| - 1 x HDMI izhod | - 1 x HDMI output
| - strojni mehanizem za pretakanje | - mechanical mechanism for overflow
| - snemanje na USB diske | - recording to USB drives
| - USB izhod za spletno kamero (1 x USB Type-C) | - USB output for webcam (1 x USB Type-C)
| - mešalnik zvoka | - sound mixer
| - 2D DVE | - 2D DVE
| - prehodi | - gateways
| - green screen chroma key | - green screen chroma key
| - polna kompatibilnost s poljubno video programsko opremo v 1080HD kvaliteti | - full compatibility with any video software in 1080HD quality
| BLACKMAGIC DESIGN tip ATEM Mini PRO (SWATEMMINIBPR) | BLACKMAGIC DESIGN tip ATEM Mini PRO (SWATEMMINIBPR)
1.115 | Krmilni vmesnik TCP z najmanj sledečimi lastnostmi: | A TCP control interface with at least the following characteristics: | kos | 1 |  | 0
| - TCP vmesnik za integracijo AV sistemov, | - TCP interface for AV system integration,
| - posredovanje sprememb stanja preklopnika ter sprejemanje | - transmitting changes in the state of the switch and receiving
| in posredovanje ukazov do preklopnika; | and forward commands to the switch;
| SKAARHOJ tip TCP-LINK-4ATEM-V1 | SKAARHOJ type TCP-LINK-4ATEM-V1
1.116 | 65" profesionalni ekran, 3840x2160, ADS, "anti-glare" ekran, | 65" professional screen, 3840x2160, ADS, "anti-glare" display, | kos | 3 |  | 0
| USB Media player s funkcijo digitalnega oglaševanja s | USB Media player with digital advertising function with
| programsko opremo za upravljanje z vsebinami s funkcijo urnika, | content management software with scheduling functionality,
| vgrajen Bluetooth ter Wi-Fi funkcija, 24/7, 1200:1, 500cd/m2, | built-in Bluetooth and Wi-Fi, 24/7, 1200:1, 500cd/m2,
| horizontalna ali portretna orientacija ekrana, vgrajen zvočnik 20W, | horizontal or portrait screen orientation, built-in 20W speaker,
| podpora Intel SDM reže za opcijsko vgradnjo PC-ja, | intel SDM slots support for optional PC installation,
| podpora brskalniku HTML5, 4x HDMI vhod, 1x HDMI izhod, | hTML5 browser support, 4x HDMI input, 1x HDMI output,
| 1x DP vhod, 1x USB-C, RS-232, LAN, vgrajen Android OS, | 1x DP input, 1x USB-C, RS-232, LAN, built-in Android OS,
| reža za mikro SD kartico s podporo karticam | micro SD card slot with card support
| microSD/SDHC/SDXC do maksimalno 1TB | microSD/SDHC/SDXC up to a maximum of 1TB
| PANASONIC tip TH-65SQE2W | PANASONIC tip TH-65SQE2W
1.117 | Posebej izdelano talno stojalo za ekrane velikosti od 43" do 65", | Specially designed floor stand for screens from 43" to 65", | kpl | 3 |  | 0
| kovinske izvedbe, prašno barvano, črne barve, komplet s talnim | metal, powder-coated black, complete with floor
| stabilnim podnožjem dimenzije 800mm x 400mm in vzdolžnima pritrdilnima | a stable base of 800mm x 400mm and longitudinal fixings
| elementoma za ekran, naklon ekrana 0° do -15°, nastavljivost višine ekrana | two screen elements, screen tilt 0° to -15°, screen height adjustability
| do 80cm od tal do gornjega roba ekrana z intergralnim prostorom za | up to 80 cm from the floor to the top of the screen with intergral space for
| terminalno opremo in pohištvena kolesca z zavoro | terminal equipment and furniture castors with brakes
| TG tip ME-NOST-EKR | TG type ME-NOST-EKR
1.118 | Brezžični konferenčni sistem: | Wireless conferencing system: | kpl | 1 |  | 0
| - 1 kos konferenčni gumbi, | - 1 piece conference buttons,
| - popolna podpora za BYOD, | - full BYOD support,
| - sodelovanje na daljavo, | - remote collaboration,
| - popolna interaktivnost in moderiranje, | - full interactivity and moderation,
| - deluje z vsako priključeno napravo, konferenčno tehnologijo in AV | - works with any connected device, conferencing technology and AV
| periferno enoto, | peripheral unit,
| - kompatibilnost z Microsoft Teams, Zoom, Cisco WebEx, Google | - compatibility with Microsoft Teams, Zoom, Cisco WebEx, Google
| Hangouts in mnogimi drugimi, | Hangouts and many others,
| - certifikat ISO27001 za izboljšane varnostne funkcije, | - iSO27001 certification for enhanced safety features,
| - povezovanje in upravljanje v oblaku, | - cloud-based integration and management,
| - sodelovanje s konferenčnim gumbom ali "collaboration App", | - collaboration with the conference button or "collaboration App",
| - frekvenčno območje: 2,4 GHz in 5 GHz, | - frequency range: 2.4 GHz and 5 GHz,
| - nazivni protokoli: Airplay, Google Cast, Miracast, iOS/Android aplikacije, | - airplay, Google Cast, Miracast, iOS/Android apps,
| - brezžični protokol: IEEE 802.11.a/g/n/ac in IEEE.802.15.1, | - wireless protocol: IEEE 802.11.a/g/n/ac and IEEE.802.15.1,
| - priključki: 1x USB-C 3.0, 1x USB-A 3.0, 1x Ethernet LAN (1 Gbit), | - 1x USB-C 3.0, 1x USB-A 3.0, 1x Ethernet LAN (1 Gbit),
| - preverjanje pristnosti: WPA2-PSK (pri samostojni uporabi), WPA2-PSK | - authentication: WPA2-PSK (standalone), WPA2-PSK
| ali IEEE802.1X (pri uporabi gumbov v računalniško omrežje integriranem | or IEEE802.1X (when using buttons integrated in a computer network
| načinu, | mode,
| - video izhod: 4K UHD | - video output: 4K UHD
| - avdio izhod: USB in HDMI | - audio output: USB and HDMI
| - podpora delovanja z operacijskim sistemom: Windows 10 in višji, macOS11 | - windows 10 and above, macOS11 support
| in višji, Android v11 in višji (ClickShare App), iOS14 in višji (ClickShare App) | and higher, Android v11 and higher (ClickShare App), iOS14 and higher (ClickShare App)
| BARCO tip CX-20 Gen.2 (R9861612EUB1) | BARCO tip CX-20 Gen.2 (R9861612EUB1)
1.119 | Interaktivni LCD zaslon 98", Direct-LED, WCG-širok barvni obseg/ pasivni filter | Interactive LCD display 98", Direct-LED, WCG-Wide Colour Gamut/Passive Filter | kpl | 1 |  | 0
| modre svetlobe | blue light
| ločljivost 4K 3840x2016 točk, | 4K resolution 3840x2016 pixels,
| samodejno prilagajanje svetilnosti: DA | automatic luminance adjustment: YES
| steklo: protiodsevno / proti prstnim odtisom / protimikrobno lepljeno kaljeno steklo | glass: anti-reflective / anti-fingerprint / antimicrobial laminated tempered glass
| optična vezava: certificirana optična vezava brez zračne vrzeli | optical bonding: certified optical bonding without air gap
| tehnologija dotika: Stellar, | touch technology: stellar,
| vgrajen filter modre svetlobe, | built-in blue light filter,
| svetilnost: 450 cd/m2, kontrast: 5000:1, | luminous intensity: 450 cd/m2, contrast: 5000:1,
| odzivni čas: 5 ms, vidni kot: minimum 178° veritkalno in horizontalno, | response time: 5 ms, viewing angle: minimum 178° vertically and horizontally,
| vgrajeni zvočniki 2x20W, | 2x20W built-in speakers,
| vključena Wi-Fi 6 in Bluetooth 5.2 modul, | wi-Fi 6 and Bluetooth 5.2 module included,
| št. točk dotika: 50 v Windows OS / 20 v Android/Mac in Linux OS | no. of touch points: 50 on Windows OS / 20 on Android/Mac and Linux OS
| priloženo pasivno pisalo: DA, min. 2 kom. | passive pen included: YES, min. 2 pcs.
| priložena magnetna gobica za brisanje e-črnila: DA, 1 kom. | included magnetic sponge for erasing e-ink: YES, 1 pc.
| zavračanje dlani pri pisanju: DA | palm rejection when writing: YES
| ozvočenje: min. 2x 20 W, usmerjeno naprej v prostor | sound system: min. 2x 20 W, directed to the front of the room
| Impedanca zvočnikov: 6 ohmov | Speaker impedance: 6 ohms
| vhodi/izhodi s prednje strani: 1x C-type PD 65 W, 1x HDMI-in 2.1 s HDCP 2.2, | front inputs/outputs: 1x C-type PD 65 W, 1x HDMI-in 2.1 with HDCP 2.2,
| 1x USB-B 3.2 Touch, 2x USB-A 3.2, 1x Mic-in, | 1x USB-B 3.2 Touch, 2x USB-A 3.2, 1x Mic-in,
| vhodi/izhodi z zadnje strani: 2x HDMI-in 2.1 s HDCP 2.2, 1x DP 1.2, 3x USB-B 3.2 | rear inputs/outputs: 2x HDMI-in 2.1 with HDCP 2.2, 1x DP 1.2, 3x USB-B 3.2
| touch, 1x C-type PD 15 W, 2x USB-A 3.2, 1x USB-A 3.2 Android, 1x HDMI-out 2.1, | touch, 1x C-type PD 15 W, 2x USB-A 3.2, 1x USB-A 3.2 Android, 1x HDMI-out 2.1,
| 1xRS232, 1x RJ45 Gigabit-in, 1x RJ45 Gigabit-out, 1x prosta OPS reža, 1x prosta | 1xRS232, 1x RJ45 Gigabit-in, 1x RJ45 Gigabit-out, 1x free OPS slot, 1x free
| SDM-S reža, 1x SPDIF, 1x Audio-out Jack 3,5 mm, 1x dodatno napajanje do 180W, | SDM-S slot, 1x SPDIF, 1x Audio-out Jack 3.5 mm, 1x additional power supply up to 180W,
| predpriprava za montažo NUC računalnika (VESA 75x75 ali 100x100). | pre-mounting for NUC computer (VESA 75x75 or 100x100).
| priklop za kamero: C-type na zgornjem robu zaslona | camera connection: C-type on the top edge of the screen
| procesor: 8-jedrni | processor: 8-core
| GPU: min. ARM Mali-G52 | GPU: min. ARM Mali-G52
| RAM: min. 8 GB DDR4 | RAM: min. 8 GB DDR4
| ROM: min. 128 GB z možnostjo razširitve | ROM: min. 128 GB, expandable
| OS: Android 14 z EDLA certifikatom | OS: Android 14 with EDLA certification
| jjezik uporabniškega vmesnika: slovenščina | user interface language: slovene
| WiFi in Bluetooth povezava: min. WiFi6 in BT 5.2, vgrajen odstranljiv modul | WiFi and Bluetooth connectivity: min. WiFi6 and BT 5.2, built-in removable module
| Energy Star in EPEAT certifikat: DA | Energy Star and EPEAT certified: YES
| MDM program za upravljanje vseh naprav na daljavo: DA | MDM software for remote management of all devices: YES
| priloženo: kabli za povezavo (HDMI min. 3m, USB A/B min. 3m, C-type min 1,8 m, | included: connection cables (HDMI min. 3m, USB A/B min. 3m, C-type min. 1.8m,
| audio 3,5 min. 3 m,) daljinec z baterijami, namenska krpa in čistilo za čiščenje | audio 3.5 min. 3 m,) remote control with batteries, dedicated cleaning cloth and cleaner
| zaslona. | screen.
| masa, ne več kot 108 kg | a mass of not more than 108 kg
| NEWLINE tip LYRA PRO | NEWLINE tip LYRA PRO
1.120 | Stenska konzola za monitorje 80"-110" velikosti, popolnoma raven, | Wall bracket for 80"-110" monitors, fully flat, | kos | 2 |  | 0
| za ekrane nosilnosti do 230kg, odmik od stene: minimalno 62mm, | for screens with a load capacity of up to 230kg, wall clearance: minimum 62mm,
| nastavljiva pozicija tilta: 0°, 5°, 10° in 15°, servisna pozicija za lažji | adjustable bridge position: 0°, 5°, 10° and 15°, service position for easier
| dostop in servisiranje z blokado, VESA: 100mm x 400mm do | access and service with lock, VESA: 100mm x 400mm up to
| 1200mm x 800mm, črne barve VOGELS tip PFW 6910 | 1200mm x 800mm, black VOGELS type PFW 6910
1.121 | Vgradna robustna namizna priključna doza za vgradnjo AV in AC | Built-in robust desktop dock for AV and AC installation | kpl | 3 |  | 0
| priključkov, česan aluminij, barva črna, za vse potrebne priključke, po | connectors, brushed aluminium, black, for all necessary connections, as per
| naročilu, možnost različnih konfiguracij, izvedba z zaščitnim tekstilnim | made to order, various configurations possible, version with protective textile
| črnim pregrinjalom, velikost 269 mm x 116 mm x 113 mm, opremljena z | black mat, size 269 mm x 116 mm x 113 mm, fitted with
| zložljivim pokrovom enakega materiala kot doza. Možnost enostavne | a retractable lid of the same material as the dispenser. Easy to remove
| zamenjave vgradnih elementov s priključki drugega tipa brez potrebne | replacing fittings with other types of connectors without the need for
| demontaže, vključuje modul z dvema 230VAC šuko vtičnicama ter | dismantling, includes a module with two 230VAC sockets and
| nosilno ploščico z osmimi odprtinami za prehod AV kablov, | a carrier plate with eight holes for AV cables to pass through,
| možnost kasnejše vgradnje sistema za navijanje kablov ali treh AV ploščic | the possibility of retrofitting a cable reeling system or three AV tiles
| s priključnimi konektorji | with connecting connectors
| EXTRON tip 70-1184-02 + EXTRON tip 60-1385-03 (CC1202) | EXTRON tip 70-1184-02 + EXTRON tip 60-1385-03 (CC1202)
1.122 | Vgradna namizna priključna doza za vgradnjo AV in AC priključkov, | Recessed desktop dock for mounting AV and AC connectors, | kpl | 1 |  | 0
| česan aluminij, barva črna, za vse potrebne priključke, po naročilu, | brushed aluminium, black, for all necessary connections, made to order,
| možnost različnih konfiguracij, izvedba z zaščitnim teksilnim črnim pre- | various configurations possible, version with protective textile black pre-
| grinjalom, velikost 20,3 cm x 11,2 cm x 10,0 cm, komplet s | grinder, size 20,3 cm x 11,2 cm x 10,0 cm, complete with
| zložljivim pokrovom enakega materiala kot doza. Možnost enostavne | a retractable lid of the same material as the dispenser. Easy to remove
| zamenjave vgradnih elementov s priključki drugega tipa brez potrebne | replacing fittings with other types of connectors without the need for
| demontaže, komplet z 1x 230VAC šuko vtičnico ter vgrajeno | disassembly, complete with 1x 230VAC socket outlet and built-in
| nosilno ploščico s štirimi odprtinami za prehod AV kablov, | a carrier plate with four openings for the passage of AV cables,
| možnost kasnejše vgradnje sistema za navijanje kablov | the possibility of installing a cable reeling system at a later date
| EXTRON tip 60-1400-02, CC202 (črna) | EXTRON type 60-1400-02, CC202 (black)
1.123 | Zaščitno tekstilno črno pregrinjalo kablov z Lycra pritrdili za izboljšano | Protective black textile cable cover with Lycra fasteners for improved | kos | 3 |  | 0
| ureditev kablov ter preprečevanje neželjenega izključevanja kablov, | cable management and preventing unwanted cable disconnection,
| odporna na ogenj, veliko | fire-resistant, high
| EXTRON tip 70-1080-02 | EXTRON tip 70-1080-02
1.124 | Zaščitno tekstilno črno pregrinjalo kablov z Lycra pritrdili za izboljšano | Protective black textile cable cover with Lycra fasteners for improved | kos | 1 |  | 0
| ureditev kablov ter preprečevanje neželjenega izključevanja kablov, | cable management and preventing unwanted cable disconnection,
| odporna na ogenj, malo | fire resistant, low
| EXTRON tip 70-1080-03 | EXTRON tip 70-1080-03
1.125 | Obtežilni element kabla | Cable weighting element | kos | 20 |  | 0
| EXTRON tip 70-1067-01 | EXTRON tip 70-1067-01
1.126 | AV ohišje, 19", komplet s prednjimi steklenimi vrati v kovinskem okvirju s | AV enclosure, 19", complete with front glass door in metal frame with | kpl | 2 |  | 0
| kotom odpiranja 120º in mini ključavnico, bočnima stranicama s hladilnima | 120º opening angle and mini-lock, two side panels with cooling
| režama spodaj in zgoraj in mini ključavnicama ter zadnjo kovinsko steno; | slots at the bottom and top, mini-locks and a rear metal wall;
| 36HE višine (170cm), širina in globina omare 600 mm, komplet z eno | 36HE height (170cm), cabinet width and depth 600 mm, complete with one
| izvlečno polico nosilnosti do 35kg ter eno fiksno polico nosilnosti 50kg, | a pull-out shelf with a load capacity of up to 35kg and one fixed shelf with a load capacity of 50kg,
| komplet štirih voznih dvokolesc fi 50mm in ozemljitvenim setom, | a set of four 50 mm diameter wheels and a grounding set,
| 4x montažni profili (spredaj in zadaj nastavljivi po globini), 4x vzdolžni profil, | 4x mounting profiles (front and rear adjustable in depth), 4x longitudinal profile,
| nosilnost omare: 2500N. | load capacity: 2500N.
| Skladnost omare IEC 60297-1 in IEC 60297-2, CE certifikat, | IEC 60297-1 and IEC 60297-2 compliance, CE certified,
| stopnja zaščite IP20, barva RAL 7035. | protection class IP20, colour RAL 7035.
| Vse komplet z drobnim montažnim, veznim in vijačnim materialom za | All complete with small assembly, fastening and screwdriving materials for
| montažo v ohišje | installation in the housing
| ODM tip NetM 60060 36HE SkKs22 | ODM tip NetM 60060 36HE SkKs22
1.127 | Drobni vezni in potrošni material, konektorji, adapterji ter | Small connectors and consumables, connectors, adapters and | kpl | 1 |  | 0
| drug nespecificiran drobni material | other non-specified small materials
1.128 | Zvočniški kabel, | Speaker cable, | m | 220 |  | 0
| izolacija: negorljiv PVC, vodnik: rdeči baker, | insulation: flame retardant PVC, conductor: red copper,
| pletena struktura, nominalna napetost: 220 V, dim: 2x 2,5 mm2, | braided structure, nominal voltage: 220 V, size: 2x 2,5 mm2,
| barva izolacije: črna/rdeča | insulation colour: black/red
| PROSPECTA tip G043 (PRN2250_RC) | PROSPECTA type G043 (PRN2250_RC)
1.129 | Mikrofonski fleksibilni simetrični kabel, najmanj 2x0,13mm2, | Microphone flexible symmetrical cable, minimum 2x0,13mm2, | m | 130 |  | 0
| zunanji premer kabla manj kot 5,5mm, skupni oklop, izolacija Low Noise | cable outer diameter less than 5.5mm, common shield, Low Noise insulation
| XLPE, kapacitivnost med vodnikoma (1 kHz, 20°C), največ: 10pF/m, | XLPE, capacitance between conductors (1 kHz, 20°C), maximum: 10pF/m,
| kapacitivnost med vodnikom in oklopom (1 kHz, 20°C), največ: 90pF/m, | capacitance between conductor and shield (1 kHz, 20°C), maximum: 90pF/m,
| delovna temperatura: -20°/+70° | operating temperature: -20°/+70°
| MOGAMI tip W2552 (2552-00) | MOGAMI tip W2552 (2552-00)
1.130 | Kvaliteten HDMI visokofleksibilen kabel, podpora signalov | High quality HDMI high flexible cable, signal support | kos | 3 |  | 0
| 4K60 v 4:4:4 barvnem prostoru, podatkovni prenos 18 Gbps, | 4K60 in 4:4:4:4 colour space, 18 Gbps data transfer,
| 0,91 m | 0,91 m
| CRESTRON tip CBL-HD-3 | CRESTRON tip CBL-HD-3
1.131 | Kvaliteten HDMI ultrafleksibilen kabel z nizkim radiem ukrivljanja, | High quality HDMI ultraflexible cable with low bend radius, | kos | 15 |  | 0
| podpora HDMI "high speed" kabelske specifikacije, podpora signalov | hDMI "high speed" cable specification support, signal support
| do 4K@60 Hz (4096x2160), UHD@60 Hz (3840x2160), 4K@60Hz v | up to 4K@60 Hz (4096x2160), UHD@60 Hz (3840x2160), 4K@60Hz v
| 4:4:4 barvnem prostoru - barvna globina 24 bitov - 8 bitov na barvo | 4:4:4 colour space - 24 bit colour depth - 8 bits per colour
| Podatkovni prenos do 18,0 Gbps, napetost 30V, | Data transfer up to 18.0 Gbps, voltage 30V,
| impedanca parice 100 ohm/+/-10 ohm, skew medparični: enako ali | impedance pair 100 ohm/+/-10 ohm, skew between pairs: equal to or
| manj kot 1,78 ns/3m, radij ukrivljanja 20,3 mm, dolžina | less than 1,78 ns/3m, radius of curvature 20,3 mm, length
| najmanj 1,8m | minimum 1,8 m
| EXTRON tip HDMI Ultra/6 (26-663-06) | EXTRON tip HDMI Ultra/6 (26-663-06)
1.132 | Kvaliteten HDMI ultrafleksibilen kabel z nizkim radiem ukrivljanja, | High quality HDMI ultraflexible cable with low bend radius, | kos | 5 |  | 0
| podpora HDMI "high speed" kabelske specifikacije, podpora signalov | hDMI "high speed" cable specification support, signal support
| do 4K@60 Hz (4096x2160), UHD@60 Hz (3840x2160), 4K@60Hz v | up to 4K@60 Hz (4096x2160), UHD@60 Hz (3840x2160), 4K@60Hz v
| 4:4:4 barvnem prostoru - barvna globina 24 bitov - 8 bitov na barvo | 4:4:4 colour space - 24 bit colour depth - 8 bits per colour
| Podatkovni prenos do 18,0 Gbps, napetost 30V, | Data transfer up to 18.0 Gbps, voltage 30V,
| impedanca parice 100 ohm/+/-10 ohm, skew medparični: enako ali | impedance pair 100 ohm/+/-10 ohm, skew between pairs: equal to or
| manj kot 1,78 ns/3m, radij ukrivljanja 20,3 mm, dolžina | less than 1,78 ns/3m, radius of curvature 20,3 mm, length
| najmanj 2,7m | minimum 2,7 m
| EXTRON tip HDMI Ultra/9 (26-663-09) | EXTRON tip HDMI Ultra/9 (26-663-09)
1.133 | Kvaliteten HDMI ultrafleksibilen kabel z nizkim radiem ukrivljanja, | High quality HDMI ultraflexible cable with low bend radius, | kos | 3 |  | 0
| podpora HDMI "high speed" kabelske specifikacije, podpora signalov | hDMI "high speed" cable specification support, signal support
| do 4K@60 Hz (4096x2160), UHD@60 Hz (3840x2160), 4K@60Hz v | up to 4K@60 Hz (4096x2160), UHD@60 Hz (3840x2160), 4K@60Hz v
| 4:4:4 barvnem prostoru - barvna globina 24 bitov - 8 bitov na barvo | 4:4:4 colour space - 24 bit colour depth - 8 bits per colour
| Podatkovni prenos do 18,0 Gbps, napetost 30V, | Data transfer up to 18.0 Gbps, voltage 30V,
| impedanca parice 100 ohm/+/-10 ohm, skew medparični: enako ali | impedance pair 100 ohm/+/-10 ohm, skew between pairs: equal to or
| manj kot 1,78 ns/3m, radij ukrivljanja 20,3 mm, dolžina | less than 1,78 ns/3m, radius of curvature 20,3 mm, length
| najmanj 3,6m | minimum 3,6 m
| EXTRON tip HDMI Ultra/12 (26-663-12) | EXTRON tip HDMI Ultra/12 (26-663-12)
1.134 | HD-SDI kabel, zunanji premer 6,1mm, atenuacija 23,6 dB/100m (750MHz), | HD-SDI cable, outer diameter 6,1mm, attenuation 23,6 dB/100m (750MHz), | m | 460 |  | 0
| impedanca: 75 ohm, statična kapacitivnost vodnika; 55pF/m, polni center | impedance: 75 ohm, static conductor capacitance; 55pF/m, full centre
| vodnik, pleten ščit iz kositranega bakra visoke gostote z aluminijasto folijo, | conductor, high-density tin-plated copper shield with aluminium foil,
| penasta PE izolacija | pE foam insulation
| CANARE tip L-4CFB | CANARE tip L-4CFB
1.135 | Potrošni material - konektorji SDI in uvodnice | Consumables - SDI connectors and leads | kpl | 1 |  | 0
1.136 | Razdelilec za montažo v 19" rack, 8x 230VAC vtičnice pod kotom | 19" rack-mountable distributor, 8x 230VAC sockets at an angle | kos | 4 |  | 0
| 35˚, dolžina kabla 2m, komplet z nosilci za 19" omaro | 35˚, cable length 2m, complete with brackets for 19" enclosure
1.137 | Potrošni material - slepe plošče za vgradnjo v 19" ohišje, 1 HE | Consumables - Blind plates for mounting in 19" enclosure, 1 HE | kpl | 1 |  | 0
1.138 | Drobni vezni, montažni, konektorji in adapterski in drugi nespecificiran | Small connectors, assemblies, connectors and adaptors and other non-specified | kpl | 1 |  | 0
| potrošni material (adapterji, konektorji XLR, Fenix, jack, BNC,…) | consumables (adapters, XLR, Fenix, jack, BNC,...)
1.139 | Usklajevanje z arhitektom in elektro inštalacijskim podjetjem glede poteka inštalacij | Coordinating with the architect and the electrical installation company on the installation process | kpl | 1 |  | 0
| v interierski opremi, vgradnja elementov, izvedba izrezov, prehod kablov, detajli | in interior furnishing, installation of elements, cut-outs, cable passage, details
| zahtevanih prehodov in posegov v interiersko opremo - usklajevanje detajlov 3x | required transitions and interventions in interior fittings - coordination of details 3x
| na lokaciji objekta | on the site of the building
1.140 | Izvedba interkonekcijskih povezav v rack ohišju med elementi | Making rack interconnections between elements | kpl | 1 |  | 0
| aktivne opreme | active equipment
1.141 | Izdelava ekranskih slik multimedijskega krmilnega sistema - osnovna | Creating screenshots of a multimedia control system - basic | kpl | 1 |  | 0
| verzija, slovenski napisi, angleški napisi, izdelava simbolov | version, Slovenian inscriptions, English inscriptions, symbol production
1.142 | Osnovno programiranje multimedijskega krmilnega sistema za | Basic programming of a multimedia control system for | kpl | 1 |  | 0
| delovanje (različni režimi in scenariji,...), usklajevanje z naročnikom | operation (different modes and scenarios,...), coordination with the client
| ter izdelava krmilnih protokolov za posamezne naprave sistema, | and the development of control protocols for individual devices in the system,
| komplet s programsko licenco - po dogovoru z naročnikom | complete with software licence - by agreement with the customer
1.143 | Programiranje oddaljenega dostopa do aplikacije upravljanja s | Programming remote access to the management application | kpl | 1 |  | 0
| sistemom - po dogovoru z naročnikom | system - by agreement with the customer
1.144 | Programiranje DALI protokola za sporazumevanje s | Programming the DALI protocol to communicate with | kpl | 1 |  | 0
| sistemom razsvetljave ter motornih pogonov sistema zatemnjevanja, | lighting systems and motor drives for the dimming system,
| sodelovanje z izvajalcem DALI sistema razsvetljave | working with a DALI lighting contractor
1.145 | Montaža ponujene multimedijske opreme na označeno in preizkušeno | Installation of the multimedia equipment offered on the marked and tested | kpl | 1 |  | 0
| instalacijo, zaključevanje kablov s konektorji, povezava elementov v | installation, terminating cables with connectors, connecting elements in
| dvorani z opremo v rack ohišjih, programiranje digitalnih programskih | rack-mounted equipment, digital software programming
| komponent, zaključevanje ponujenih multimedijskih kablov v dozah in | components, terminating the multimedia cables offered in bundles and
| parapetu, test delovanja sistema | parapet, system performance test
1.146 | Predaja dokumentacije opreme, sheme povezav sistema, šolanje | Handover of equipment documentation, system connection diagrams, training | kos | 1 |  | 0
| uporabnika v trajanju do 5 ur, predaja kratkih navodil v slovenskem | up to 5 hours, brief instructions in Slovenian
| jeziku ter primopredaja sistema | language and handover of the system
1.147 | Potrebni kabli računalniške mreže, Cat. 6A, komplet s polaganjem | Required computer network cables, Cat. 6A, complete with installation | kpl | 1 |  | 0
1.148 | Potrebni jakotočni napajalni kabli, komplet s polaganjem | Power cables required, complete with installation | kpl | 1 |  | 0
1.149 | Potrebni ostali EI material in oprema | Other EI material and equipment required | kpl | 1 |  | 0
| VELIKA AMFITEATERSKA PREDAVALNICA 2: | LARGE AMPHITHEATRE LECTURE THEATRE 2:
1.150 | 1-chip DLP laserski projektor na fosforni tehnologiji, Solid Shine tehnologija | 1-chip DLP laser projector based on phosphor technology, Solid Shine technology | kos | 2 |  | 0
| Računalniška nazivna resolucija: 1920x1200 | Computer rated resolution: 1920x1200
| Podpora vhodnemu 4K signalu preko HDMI vhoda | Support for input 4K signal via HDMI input
| Kontrast: 25.000:1 (Full ON/OFF) | Contrast: 25,000:1 (Full ON/OFF)
| Svetilnost: 12.400 lumnov (v center poziciji), | Luminous intensity: 12,400 lumens (centre position),
| Ohišje, optična naprava ter svetlobni vir odporen na prah v IP5x (IEC 60529), | Housing, optical device and light source dustproof to IP5x (IEC 60529),
| Brez motoriziranega objektiva, | Without a motorised lens,
| Optični pomik objektiva: vertikalno +60%/-60% in | Optical lens shift: vertical +60%/-60% and
| horizontalno +29%/-29% (z uporabo standarnega objektiva), | horizontal +29%/-29% (using a standard lens),
| uniformnost slike: 90% (po ISO/IEC21118:2020), | image uniformity: 90% (according to ISO/IEC21118:2020),
| Glasnost projektorja pri normalnem delovanju 38dB ter 35dB pri tihem | Projector volume 38dB in normal operation and 35dB in quiet operation
| delovanju (v skladu z ISO/IEC 21118:2020 standardi) | operation (in accordance with ISO/IEC 21118:2020 standards)
| Vgrajen SDM standardo kompatibilno režo, | Built-in SDM standard compatible slot,
| Geometrijska korekcija slike, v primeru nedelovanja ene laserske diode, | Geometric correction of the image in case one laser diode fails,
| sistem zagotavljanja napajanja delujočim diodam ob izpadu ali | a system to provide power to the operating diodes in the event of a failure or
| napaki ene od diod (minimalna izguba svetilnosti), | failure of one of the diodes (minimum loss of luminous intensity),
| Priključki: 2x HDMI vhod, 1x DisplayPort, 1x Sync vhod, 1x Sync izhod, | Connectors: 2x HDMI input, 1x DisplayPort, 1x Sync input, 1x Sync output,
| 1x USB, 1x D-SUB 9-pin vhod (RS-232C), 1x D-SUB 9-pin izhod (RS-232C), | 1x USB, 1x D-SUB 9-pin input (RS-232C), 1x D-SUB 9-pin output (RS-232C),
| LAN vhod, | LAN input,
| Podatkovno kloniranje preko LAN ali USB, | Data cloning via LAN or USB,
| Mehki preklop na redundančni vhodni signal v primeru izpada primarnega, | Soft switchover to a redundant input signal in case of primary failure,
| Možnost krmiljenja preko RS 232/remote/LAN ter iOS ali Android naprav, | Controllable via RS 232/remote/LAN and iOS or Android devices,
| Vgrajen svetlobni senzor in funkcija avtomatske nastavljivosti barvenega | Built-in light sensor and automatic colour adjustment function
| spektra | spectrum
| LAN priključek za spremljanje stanja in kontrolo projektorja preko | LAN connection for status monitoring and control of the projector via
| spletnega brskalnika, Crestron, AMX, Art-Net, | web browser, Crestron, AMX, Art-Net,
| Poraba moči pri normalnem načinu (maks. svetilnost): 840W, pri | Power consumption in normal mode (max. luminous intensity): 840W, at
| napetosti 200-240VAC (v skladu z ISO/IEC21118:2020) | voltages 200-240VAC (according to ISO/IEC21118:2020)
| PANASONIC tip PT-REZ12BEJ | PANASONIC tip PT-REZ12BEJ
1.151 | Motoriziran standarni objektiv 1-chip DLP laserskega projektorja, | Motorised standard 1-chip DLP laser projector lens, | kos | 2 |  | 0
| goriščna razdalja: 23.9mm - 37.2mm, F=1.84-2.31, 1.36 - 2.10:1 | focal length: 23.9mm - 37.2mm, F=1.84-2.31, 1.36 - 2.10:1
| PANASONIC tip ET-C1S600 | PANASONIC tip ET-C1S600
1.152 | SDM vhodna 3G-SDI signalna plošča, 4x SDI vhodi, 1x SDI izhod, | SDM input 3G-SDI signal board, 4x SDI inputs, 1x SDI output, | kos | 2 |  | 0
| s podporo signalom: | with signal support:
| - 12G-SDI: 3840/60p, 3840/50p, 3840/30p, 4096/60p, 4096/50p, 4096/30p,... | - 12G-SDI: 3840/60p, 3840/50p, 3840/30p, 4096/60p, 4096/50p, 4096/30p,...
| - 3G-SDI: 1080/60p, 1080/50p, 1080/30p, 2048/60p, 2048/50p, 2048/30p,... | - 3G-SDI: 1080/60p, 1080/50p, 1080/30p, 2048/60p, 2048/50p, 2048/30p,...
| - HD-SDI: 1080/30p, 1080/25p, ... | - HD-SDI: 1080/30p, 1080/25p, ...
| PANASONIC tip TY-SB01QS | PANASONIC tip TY-SB01QS
1.153 | Univerzalna teleskopska stropna konzola za projektor, | Universal telescopic ceiling bracket for projector, | kos | 2 |  | 0
| posebej prirejena za objekt, raztegljivost od 85 cm do 135 cm, | specially adapted for the building, stretchable from 85 cm to 135 cm,
| vgradnja do 8 kablov v teleskopsko cev, nosilnost do 25 kg, | installation of up to 8 cables in the telescopic tube, load capacity up to 25 kg,
| rotacija 360˚, vertikalni nagib +15˚/0/-15˚, stranski nagib | 360˚ rotation, vertical tilt +15˚/0/-15˚, lateral tilt
| +15˚/0/-15˚, bele ali srebrne barve, | +15˚/0/-15˚, white or silver,
| VOGELS tip PPC 2585 | VOGELS type PPC 2585
1.154 | Elektromotorno napenjalno projekcijsko platno, vgrajen motor v | Electric motorised tensioning projection screen, motor integrated in | kos | 2 |  | 0
| aluminijastem ohišju prašno barvan v beli barvi, projekcijska površina | aluminium housing powder-coated white, projection surface
| 450cm x 253cm (slika 16:9 - 450cm x 253cm), stranska in spodnja | 450cm x 253cm (16:9 image - 450cm x 253cm), side and bottom
| črna obroba, komplet s stropnimi konzolami, odbojni faktor 1.2, vidni | black trim, complete with ceiling brackets, reflectance 1.2, visible
| kot 150°, črno ozadje, za projekcije visokih resolucij (4K), požarno | 150° angle, black background, for high resolution (4K) projection, fireproof
| odporno blago platna po 'klasifikaciji B1 in M1, komplet s stropnimi | canvas fabrics resistant to 'B1 and M1 classification, complete with ceiling
| klonzolami | clonzoles
| EUROSCREEN tip MAJOR PRO-C TENSIONED 450x253 | EUROSCREEN tip MAJOR PRO-C TENSIONED 450x253
1.155 | Centralna naprava za krmiljenje kompletne avdio video opreme, | Central device for control of complete audio video equipment, | kpl | 1 |  | 0
| namenjena integraciji in avtomatizaciji tehnologij v modernih poslovnih | designed to integrate and automate technologies in modern business
| stavbah in vladnih objektih. Zmožna je upravljanja tudi zahtevnejših | it is also capable of managing more complex
| avtomatizacijskih sistemov. | automation systems
| 4-generacija, vgrajen spominski modul 2GB SDRAM + 8 GB Flash, | 4-generation, built-in memory module 2GB SDRAM + 8 GB Flash,
| 1x dvosmerni RS-232 port, 2x dvosmerni RS-232/422/485 port, | 1x bidirectional RS-232 port, 2x bidirectional RS-232/422/485 port,
| 8x IR/serijski port, 8x relejni izhod, 8x I/O port, 1x USB tip A konektor, | 8x IR/serial port, 8x relay output, 8x I/O port, 1x USB type A connector,
| 1x LAN priključek, 1x NET priključek, 1x SD reža za spominsko kartico, | 1x LAN connector, 1x NET connector, 1x SD memory card slot,
| modularna programabilna arhitektura, | modular programmable architecture,
| z nadgradnjo omogoča oddaljeno načrtovanje, spremljanje in nadzor | upgrades to allow remote planning, monitoring and control
| preko centralnega help deska ali mobilne applikacije, podpira | via a central helpdesk or mobile app, supports
| standarne mrežne varnostne protokole: 802.X, SSH, TLS in HTTPS. | standard network security protocols: 802.X, SSH, TLS and HTTPS.
| podpora BACnet protokolu, IPv6 priprava, Xpanel računalniška in | bACnet protocol support, IPv6 preparation, Xpanel computing and
| spletna kontrola | online control
| CRESTRON tip CP4 | CRESTRON tip CP4
1.156 | Ekran na dotik 10,1", lastnosti: aktivni TFT, Edge LED osvetlitev, | 10.1" touchscreen, features: active TFT, Edge LED backlight, | kpl | 1 |  | 0
| avtomatska kontrola svetilnosti, resolucija 1920x1200, kot gledanja | automatic brightness control, 1920x1200 resolution, viewing angle
| vsaj ±80º horizontalno, ±80º vertikalno, svetilnost najmanj 400cd/m2, | at least ±80º horizontally, ±80º vertically, luminous intensity not less than 400cd/m2,
| dimenzije: 240x149x51 mm, vgrajen zvočnik in mikrofon, podpora | dimensions: 240x149x51 mm, built-in speaker and microphone, support
| podpora HTML5 in Smart grafika, Ethernet komunikacija s centralno | hTML5 and Smart Graphics support, Ethernet communication with central
| procesno enoto, kontrast: 1.000:1, 16,7 milijona barv, tehnologija: | processing unit, 1,000:1 contrast, 16.7 million colours, technology:
| kapacitivna, 6 virtualnih programabilnih tipk, večtočkovnost (5-točk), | capacitive, 6 virtual programmable keys, multi-point (5-point),
| SIP Intercom, podpora H.265, H.264 in MJPEG formatom za prikaz | SIP Intercom, support for H.265, H.264 and MJPEG display formats
| pretočnega videa, PoE napajanje, vgrajen spletni brskalnik, Wi-Fi | streaming video, PoE power, built-in web browser, Wi-Fi
| povezljivost, Bluetooth komunikacijski svetilnik, varnost: 802.1X | connectivity, Bluetooth communication beacon, security: 802.1X
| avtentifikacija, TLS enkripcija, HTTPS povezljivost, črne barve | authentication, TLS encryption, HTTPS connectivity, black
| CRESTRON tip TSW-1070-B-S | CRESTRON tip TSW-1070-B-S
1.157 | Namizni kit za montažo ekrana na dotik pod kotom, 20°, črne barve | Desktop touchscreen mounting kit at an angle of 20°, black | kpl | 1 |  | 0
| CRESTRON tip TSW-770/1070-MSMK-ANG-B-S | CRESTRON tip TSW-770/1070-MSMK-ANG-B-S
1.158 | Smart 4-kanalni ojačevalnik, vključuje 4-kanalni simetričnimi analogni | Smart 4-channel amplifier, includes 4-channel balanced analogue | kos | 1 |  | 0
| vhod, izhodna moč: 4x350W/4 ohm/8 ohm/70V, 100V in 4x175W/2 ohm, | input, output power: 4x350W/4 ohm/8 ohm/70V, 100V and 4x175W/2 ohm,
| frekvenčni razpon: +/- 0.5 dB @ 4 ohm, 8 ohm, 70V,100V, frekvenčni | frequency range: +/- 0.5 dB @ 4 ohm, 8 ohm, 70V,100V, frequency
| razpon: -2.5dB @ 20kHz pri 2 ohm, THD+N: 0,1% (20Hz do 20kHz), | range: -2.5dB @ 20kHz into 2 ohms, THD+N: 0.1% (20Hz to 20kHz),
| vgrajen matričnipreklopnik (vsak vhod na vsak izhod s primarnim in | built-in matrix switch (each input to each output with primary and
| sekuzndarnim prioritetnim vhodom), vgrajen 96kHz DSP procesor | sequencer priority input), built-in 96kHz DSP processor
| (kretnica do 48 dB/oktavo IIR filtri, 8-pasovni parametrični EQ, izhodna | (crossover up to 48 dB/octave IIR filters, 8-band parametric EQ, output
| kasnitev do 100ms po kanalu, uporabniška nastavitevnivojev, | delay up to 100ms per channel, user configurable,
| detekcija pilotnega tona, nadzor bremena v realnem času, zaščita: DC, | pilot tone detection, real-time load monitoring, protection: DC,
| VHF in AC glavna zaščita, zaščita pred pregrevanjem in omejitev toka | VHF and AC main protection, overheating protection and current limiting
| ter detekcija napake na ventilatorju | and fan fault detection
| LEA PROFESSIONAL tip CONNECT 354 | LEA PROFESSIONAL tip CONNECT 354
| Zvočni 2-sistemski linijski array zvočni steber z 16x 25mm | Audio 2-system line array soundbar with 16x 25mm | kpl | 2 |  | 0
| visokotonskimi zvočniki in 4x 125mm močnimi nizkotonskimi zvočniki | tweeters and 4x 125mm powerful subwoofers
| razporejenimi koaksialno, pokrivanje: 25° v ozkem načinu | coaxial, coverage: 25° in narrow mode
| (2 kHz - 16 kHz) (±10°), 45° v širokem načinu (1 kHz - 16 kHz) (±10°); | (2 kHz - 16 kHz) (±10°), 45° in wide mode (1 kHz - 16 kHz) (±10°);
| horizontalna pokritost 150° (500 Hz - 8 kHz) (±20°), | horizontal coverage 150° (500 Hz - 8 kHz) (±20°),
| občutljivost-ozek način: 98 dB (govor), 93dB (glasba), | sensitivity-low mode: 98dB (speech), 93dB (music),
| občutljivost-širok način: 96 dB (govor), 92 dB (glasba), impedanca: | sensitivity-Wide mode: 96 dB (speech), 92 dB (music), impedance:
| 8 ohm, moč: 350W, maks. zvočni pritisk: 125 dB (ozek način - govor), | 8 ohms, power: 350W, max. sound pressure: 125 dB (narrow mode - speech),
| 120 dB (ozek način - glasba), 123 dB (širok način - govor), 119 dB | 120 dB (narrow mode - music), 123 dB (wide mode - speech), 119 dB
| (širok način - glasba), komplet s stensko konzolo z možnostjo | (wide mode - music), complete with wall-mounted console with the option of
| naklona in pomika levo in desno, bele barve | pitch and yaw left and right, white
| JBL tip CBT 70J-1-WH | JBL tip CBT 70J-1-WH
1.159 | Kompaktni 2-sistemski zvočnik z 8" nizkotonsko enoto in 1,5" | Compact 2-system loudspeaker with 8" woofer and 1.5" | kos | 1 |  | 0
| visokotonsko enoto, pokrivanje 90°×50° z možnostjo rotacije troblje, | tweeter unit, 90° × 50° coverage with rotatable horn,
| občutljivost 93dB SPL, impedanca: 8 Ohm, moč: 250W/500W/1000W, | sensitivity 93dB SPL, impedance: 8 Ohm, power: 250W/500W/1000W,
| maks. zvočni pritisk: 117dB, dimenzije (maks): 470×238×255mm, črna barva | max. sound pressure: 117dB, dimensions (max): 470×238×255mm, black
| JBL tip AC18/95 | JBL tip AC18/95
1.160 | Dvojni brezžični digitalni mikrofonski diversity sistem, komplet | Dual wireless digital microphone diversity system, complete set | kpl | 1 |  | 0
| z dvema ročnima oddajnikoma in dvema sprejemnikoma (v kovinskem | with two hand-held transmitters and two receivers (in metal
| ohišju). Delovanje v povečanem spektru UHF območja, nastavitvena | operation in the extended spectrum of the UHF range, adjustable
| pasovna širina je vse do 44MHz z do 32 prenastavljenimi kompatibilnimi | bandwidth is up to 44MHz with up to 32 reconfigured compatible
| kanali. Sistem omogoča delovanje do 10 kompatibilnih kanalov v | channels. The system allows up to 10 compatible channels to operate in
| 6 MHz TV območju ali 12 kompatibilnih kanalov v 8 MHz TV območju. | 6 MHz TV band or 12 compatible channels in the 8 MHz TV band.
| Sistem zagotavlja visoko-kakovosten avdio z ravno frekvenčnim | The system delivers high-quality audio with flat frequency
| odzivom v širokem razponuod 20Hz do 20kHz ter nizko kasnitvijo | response over a wide range from 20Hz to 20kHz and low latency
| zgolj 3,2 ms (low-latency). Dinamično območje: 120 dB. 24-bitni | only 3.2 ms (low-latency). Dynamic range: 120 dB. 24-bit
| digitalni avdio sistem, frekvenčno območje 518MHz-562MHz. | digital audio system, frequency range 518MHz-562MHz.
| Minimalne zahteve oddajnika: | Minimum transmitter requirements:
| - frekvenčni razpon 20Hz do 20kHz | - frequency range 20Hz to 20kHz
| - vse do 8 ur delovanja z uporabo 2x AA alkalnih baterij ali z opcijskimi | - up to 8 hours of operation using 2x AA alkaline batteries or optional
| litij-ionskimi akumulatorskimi baterijami z možnostjo | lithium-ion rechargeable batteries with the option of
| prikaza preostanka delovanja v urah in minutah | display of remaining operating time in hours and minutes
| - osvetljen OLED visokokontrastni zaslon s prikazom imena kanala, | - backlit OLED high-contrast display showing the channel name,
| frekvenco in stanja baterije | frequency and battery status
| Minimalne zahteve sprejemnika: | Minimum receiver requirements:
| - avtomatsko iskanje kanalov, mrežno iskanje kanalov preko Etherneta | - automatic channel search, network channel search over Ethernet
| - mrežni priključek za povezavo na računalniško mrežo | - network connection to connect to a computer network
| - kontrola in nastavitev preko mrežnega priključka | - control and set-up via network connection
| - nastavljiva avdio občutljivost vse do 60 dB | - adjustable audio sensitivity up to 60 dB
| - kontrasten LCD meni in kontrole z funkcijo zaklepanja ter avdio in | - contrast LCD menu and controls with lock function and audio and
| RF LED z indikatorjem "PEAK" | RF LED with "PEAK" indicator
| - 6,3mm izhod ter XLR izhod | - 6.3mm output and XLR output
| Minimalne zahteve mikrofona: | Minimum microphone requirements:
| - frekvenčni razpon 50Hz do 15kHz | - frequency range 50Hz to 15kHz
| - smerna karakteristika: kardioidna | - directional characteristic: cardioid
| - vgrajen pop filter | - built-in pop filter
| SHURE tip SLXD24DE/SM58-H59 | SHURE tip SLXD24DE/SM58-H59
1.161 | Dvojni brezžični digitalni mikrofonski diversity sistem, komplet | Dual wireless digital microphone diversity system, complete set | kpl | 1 |  | 0
| z dvema "bodypack" oddajnikoma v kovinskem ohišju | with two "bodypack" transmitters in a metal housing
| Delovanje v povečanem spektru UHF območja, nastavitvena | Operation in the enhanced spectrum of the UHF range, adjustable
| pasovna širina je vse do 44MHz z do 32 prenastavljenimi kompatibilnimi | bandwidth is up to 44MHz with up to 32 reconfigured compatible
| kanali. Sistem omogoča delovanje do 10 kompatibilnih kanalov v | channels. The system allows up to 10 compatible channels to operate in
| 6 MHz TV območju ali 12 kompatibilnih kanalov v 8 MHz TV območju. | 6 MHz TV band or 12 compatible channels in the 8 MHz TV band.
| Sistem zagotavlja visoko-kakovosten avdio z ravno frekvenčnim | The system delivers high-quality audio with flat frequency
| odzivom v širokem razponu od 20Hz do 20kHz ter nizko kasnitvijo | response over a wide range from 20Hz to 20kHz and low latency
| zgolj 3,2 ms (low-latency). Dinamično območje: 120 dB. 24-bitni | only 3.2 ms (low-latency). Dynamic range: 120 dB. 24-bit
| digitalni avdio sistem, frekvenčno območje 470MHz-514MHz. | digital audio system, frequency range 470MHz-514MHz.
| Minimalne zahteve oddajnika: | Minimum transmitter requirements:
| - frekvenčni razpon 20Hz do 20kHz | - frequency range 20Hz to 20kHz
| - vse do 8 ur delovanja z uporabo 2x AA alkalnih baterij ali z opcijskimi | - up to 8 hours of operation using 2x AA alkaline batteries or optional
| litij-ionskimi akumulatorskimi baterijami z možnostjo | lithium-ion rechargeable batteries with the option of
| prikaza preostanka delovanja v urah in minutah | display of remaining operating time in hours and minutes
| - osvetljen OLED visokokontrastni zaslon s prikazom imena kanala, | - backlit OLED high-contrast display showing the channel name,
| frekvenco in stanja baterije | frequency and battery status
| Minimalne zahteve sprejemnika: | Minimum receiver requirements:
| - avtomatsko iskanje kanalov, mrežno iskanje kanalov preko Etherneta | - automatic channel search, network channel search over Ethernet
| - mrežni priključek za povezavo na računalniško mrežo | - network connection to connect to a computer network
| - kontrola in nastavitev preko mrežnega priključka | - control and set-up via network connection
| - nastavljiva avdio občutljivost vse do 60 dB | - adjustable audio sensitivity up to 60 dB
| - kontrasten LCD meni in kontrole z funkcijo zaklepanja ter avdio | - contrast LCD menu and controls with lock function and audio
| in RF LED z indikatorjem "PEAK" | and RF LED with "PEAK" indicator
| - 6,3mm izhod ter XLR izhod | - 6.3mm output and XLR output
| SHURE tip SLXD14DE-G59 | SHURE tip SLXD14DE-G59
1.162 | Naglavni kondenzatorski mikrofon z minimalnimi tehničnimi zahtevami: | A condenser headphone microphone with minimal technical requirements: | kos | 2 |  | 0
| - frekvenčni razpon 50Hz do 20KHz | - frequency range 50Hz to 20KHz
| - zvočni pritisk: 153 dB | - sound pressure: 153 dB
| - smerna karakteristika: kardioidna | - directional characteristic: cardioid
| - občutljivost: -59 dBV/Pa - 1.1 mV/Pa | - sensitivity: -59 dBV/Pa - 1.1 mV/Pa
| - komplet s konektorjem | - complete with connector
| SHURE tip SM35-TQG | SHURE tip SM35-TQG
1.163 | Kravatni kondenzatorski mikrofon z minimalnimi tehničnimi zahtevami: | A microphone with minimal technical requirements: | kos | 2 |  | 0
| - frekvenčni razpon 50Hz do 17KHz | - frequency range 50Hz to 17KHz
| - zvočni pritisk: 130,5 dB SPL | - sound pressure: 130.5 dB SPL
| - smerna karakteristika: kardioidna | - directional characteristic: cardioid
| - občutljivost: -45.5 dBV/Pa | - sensitivity: -45.5 dBV/Pa
| - komplet s konektorjem | - complete with connector
| SHURE tip WL185 | SHURE tip WL185
1.164 | Konferenčni mikrofon za montažo v govorniški pult, | Conference microphone for installation in a lectern, | kpl | 2 |  | 0
| gibljiv vrat, RF filtriranje, 47,3cm dolžine, | flexible neck, RF filtering, 47,3cm length,
| LED status, kondenzatorski, vgrajen predojačevalnik | LED status, capacitor, built-in preamplifier
| in "mute" stikalom mikrofona, | and the microphone's "mute" switch,
| frekvenčni razpon: največ 50Hz do najmanj 17kHz, kardioidne | frequency range: maximum 50Hz to minimum 17kHz, cardioid
| karakteristike, maksimalna SPL (pri 1 kHz pri 1% THD, 1 kOhm breme): | characteristics, maximum SPL (at 1 kHz at 1% THD, 1 kOhm load):
| najmanj 124 dB, občutljivost: -35 dBV/Pa (17,8mV), dinamično | minimum 124 dB, sensitivity: -35 dBV/Pa (17.8mV), dynamic
| območje: 96,2 dB, komplet z "mute" stikalom, vgrajenim | range: 96.2 dB, complete with built-in "mute" switch
| predojačevalnikom | to the preamplifier
| SHURE tip MX418S/C | SHURE tip MX418S/C
1.165 | "Shock mount" adapter za konferenčni mikrofon za montažo | "Shock mount" adapter for conference microphone mounting | kpl | 2 |  | 0
| v govorniški pult | to the lectern
| SHURE tip A400SM | SHURE tip A400SM
1.166 | Konferenčni mikrofon za montažo na namizni mikrofonski | Conference microphone for mounting on a desktop microphone stand | kpl | 1 |  | 0
| podstavek, gibljiv vrat, RF filtriranje, 47,3cm dolžine, | base, flexible neck, RF filtering, 47,3cm length,
| LED status, kondenzatorski, vgrajen predojačevalnik | LED status, capacitor, built-in preamplifier
| in "mute" stikalo mikrofona, | and the microphone "mute" switch,
| frekvenčni razpon: največ 50Hz do najmanj 17kHz, kardioidne | frequency range: maximum 50Hz to minimum 17kHz, cardioid
| karakteristike, maksimalna SPL (pri 1 kHz pri 1% THD, 1 kOhm breme): | characteristics, maximum SPL (at 1 kHz at 1% THD, 1 kOhm load):
| najmanj 124 dB, občutljivost: -35 dBV/Pa (17,8mV), dinamično | minimum 124 dB, sensitivity: -35 dBV/Pa (17.8mV), dynamic
| območje: 96,2 dB, komplet z "mute" stikalom, vgrajenim | range: 96.2 dB, complete with built-in "mute" switch
| predojačevalnikom | to the preamplifier
| SHURE tip MX418S/C | SHURE tip MX418S/C
1.167 | Namizni podstavek mikrofona na gibljivem vratu z XLR konektorjem | Table microphone stand on flexible neck with XLR connector | kpl | 1 |  | 0
| na gornjem delu postavka ter 3m priključnim kablom z XLR konektorjem | at the top of the item and a 3m connection cable with XLR connector
| SHURE tip A412B | SHURE tip A412B
1.168 | Dvojna napajalna postaja za polnenje dveh baterij Li-ion žepnih ali | Dual charging station for charging two Li-ion pocket batteries or | kpl | 2 |  | 0
| ročnih oddajnikov | handheld transmitters
| SHURE tip SBC203-E | SHURE tip SBC203-E
1.169 | Polnina litij-ionska baterija, kapaciteta: 1200 mAh | Lithium-ion battery, capacity: 1200 mAh | kos | 4 |  | 0
| SHURE tip SB903 | SHURE tip SB903
1.170 | Digitalni avdio server s sledečimi lastnostmi: | A digital audio server with the following features: | kos | 1 |  | 0
| - 12 mikrofonsko/linijskih vhodov z AEC, 8 mikrofonsko/linijskih izhodov | - 12 mic/line inputs with AEC, 8 mic/line outputs
| - 32x32 Dante kanalov | - 32x32 Dante channels
| - 2x Gigabit Etnernet port | - 2x Gigabit Ethernet port
| - RS-232 serijski port | - RS-232 serial port
| - 8 USB avdio kanalov za pretok iz ali v I/O DSP (program. nastavljivo) | - 8 USB audio channels for flow from or to DSP I/O (programmable)
| - podpora simultani rabi AES67 in Dante pretokov | - support for simultaneous use of AES67 and Dante streams
| - sistemsko konfiguriranje in kontrola preko Ethernet porta | - system configuration and control via Ethernet port
| - nastavljanje in kontrola signalnega procesiranja preko programske | - setting and control of signal processing via software
| opreme za signalno usmerjevanje in mešanje, ekvalizacija, filtriranje, | signal routing and mixing equipment, equalisation, filtering,
| dinamiko in zakasnitev kot tudi kontrolo, nadzor in diagnostično orodje | dynamics and delay as well as control, monitoring and diagnostic tools
| - OLED ekran na dotik | - OLED touch screen
| - izvedba za namestitev v 19" omaro | - 19" rack-mountable version
| BIAMP tip TESIRAFORTE DAN CI | BIAMP tip TESIRAFORTE DAN CI
1.171 | Digitalni brezžični oddajnik, DECT tehnologija, modrozobi vmesnik, visoka | Digital wireless transmitter, DECT technology, blue-tooth interface, high | kpl | 1 |  | 0
| zaščita pred neavtoriziranem prisluškovanju z AES-256 enkripcijo, | protection against unauthorised eavesdropping with AES-256 encryption,
| možnost dvosmernega prenosa avdio signala, multifunkcijska tipka, | two-way audio signal transmission, multi-function key,
| tipka za regulacijo glasnosti vgrajenih slušalk, naglavnega seta, indukcijske | volume control key for built-in headphones, headset, induction
| zanke, "mute" tipka, delovanje z vgrajenimi litij-ionskimi baterijami, OLED, | loops, "mute" key, operation with built-in lithium-ion batteries, OLED,
| linijski vhod preko 3,5mm stereo jack konektorja, USB-C priključek za | line input via 3.5mm stereo jack connector, USB-C connector for
| avdio in napajanje, 4-pin mini XLR konektor za priklop zunanjega mikrofona, | audio and power supply, 4-pin mini XLR connector for external microphone,
| delovanje 15 ur ali več, delovanje DECT: 1.880 MHz do 1.900 MHz, vgrajen | 15 hours or more operation, DECT operation: 1.880 MHz to 1.900 MHz, built-in
| DSP | DSP
| TELEVIC tip UNITE TP | TELEVIC type UNITE TP
1.172 | Digitalni brezžični sprejemnik, DECT tehnologija, modrozobi vmesnik, visoka | Digital wireless receiver, DECT technology, blue-tooth interface, high | kpl | 1 |  | 0
| zaščita pred neavtoriziranem prisluškovanju z AES-256 enkripcijo, | protection against unauthorised eavesdropping with AES-256 encryption,
| tipka za vklop-izklop in menu, multifunkcijska tipka, | on/off and menu key, multi-function key,
| tipka za regulacijo glasnosti vgrajenih slušalk, naglavnega seta, indukcijske | volume control key for built-in headphones, headset, induction
| zanke, statusni LED indikator delovanja in polnjenja, delovanje z vgrajenimi | loops, LED status indicator for operation and charging, operation with built-in
| litij-ionskimi baterijami, OLED, USB-C priključek za avdio in napajanje, | lithium-ion batteries, OLED, USB-C connector for audio and power,
| delovanje 15 ur ali več, delovanje DECT: 1.880 MHz do 1.900 MHz | 15 hours or more operation, DECT operation: 1.880 MHz to 1.900 MHz
| TELEVIC tip UNITE RP | TELEVIC type UNITE RP
1.173 | Naglavni mikrofon za digitalni brezžični oddajnik, frekvenčni razpon: | Headband microphone for digital wireless transmitter, frequency range: | kpl | 1 |  | 0
| 20 Hz - 20.000 Hz, omni usmerjen, kondenzatorski mikrofon, zaščita pred | 20 Hz - 20,000 Hz, omnidirectional, condenser microphone, protection against
| brizganjem vode, lahek in nastavljiv vratni pas, fleksibilna in trpežna | water spray, lightweight and adjustable neck strap, flexible and durable
| konstrukcija, bež barva | construction, beige
| TELEVIC tip TG H56 tan | TELEVIC tip TG H56 tan
1.174 | Namizni napajalnik za oddajnike in sprejemnike, indikacija napajanja, | Desktop power supply for transmitters and receivers, power indication, | kpl | 1 |  | 0
| Napajanje do štirih enot, maksimalni čas napajanja: 4 ure | Power up to four units, maximum power supply time: 4 hours
| TELEVIC tip UNITE DS-4/2 | UNITE DS-4/2 type
1.175 | Indukcijska vratna zanka, pripomoček za osebe z okvaro sluha s slušnim | Induction Neck Loop, an aid for hearing impaired people with hearing loss | kos | 1 |  | 0
| aparatom ali polževim vsadkom, impedanca: 2x 12,5Ω | implanted cochlear implant, impedance: 2x 12.5Ω
| TELEVIC tip IL 200 | TELEVIC type IL 200
1.176 | Profesionalna PTZ kamera FullHD z integriranim HD SDI z najmanj | FullHD professional PTZ camera with integrated HD SDI with minimum | kos | 3 |  | 0
| sledečimi lastnostmi: | the following characteristics:
| - 1x 3G-SDI izhod, | - 1x 3G-SDI output,
| - 1x LAN priključek za upravljanje, | - 1x LAN connection for management,
| - 1x RS-422 priključek, | - 1x RS-422 connector,
| - 1x avdio vhod (MIC/LINE), | - 1x audio input (MIC/LINE),
| - profesionalna PTZ kamera, optični zoom 24x, | - professional PTZ camera, 24x optical zoom,
| - slikovni senzor 1/2.5-type MOS, | - 1/2.5-type MOS image sensor,
| - vidni kot: horizontalni 74,1° do 3,3°, vertikalni 46° do 1,9°, | - angle of view: horizontal 74,1° to 3,3°, vertical 46° to 1,9°,
| - minimalna osvetlitev: 3 lx, | - minimum illumination: 3 lx,
| - hitrost elektronske zaslonke: 1/60 do 1/10.000 (pri 59,94p/59,94i), | - electronic shutter speed: 1/60 to 1/10,000 (at 59.94p/59.94i),
| - protokoli JPEG, H.264 in H.265, | - jPEG, H.264 and H.265 protocols,
| - pan območje: -175° - +175°, tilt območje: -30° - +90°, | - pan range: -175° - +175°, tilt range: -30° - +90°,
| - slikovno pretakanje: JPEG (MJPEG), H.264, H.265, NDI®¦HX version 2, | - image streaming: JPEG (MJPEG), H.264, H.265, NDI®¦HX version 2,
| - IP pretakanje: slikovna resolucija 1920x1080, 1280x720, 640x360, 320x180, | - IP streaming: image resolution 1920x1080, 1280x720, 640x360, 320x180,
| - izhodni format SDI: 1080/59.94p, 1080/50p, 1080/29.97p, 720/59.94p, | - sDI output format: 1080/59.94p, 1080/50p, 1080/29.97p, 720/59.94p,
| - izhodni format HDMI: 2160/59.94p, 2160/50p, 2160/29.97p, 1080/59.94p, | - hDMI output format: 2160/59.94p, 2160/50p, 2160/29.97p, 1080/59.94p,
| 1080/50p, 1080/29.97p, 720/59.94p, | 1080/50p, 1080/29.97p, 720/59.94p,
| - HDMI izhod: HDMI 2.0, 4:2:2/10bit, | - HDMI output: HDMI 2.0, 4:2:2/10bit,
| - 3G-SDI izhod: SMPTE292M/424M/75Ω, | - 3G-SDI output: SMPTE292M/424M/75Ω,
| - podpira NDI®¦HX verzija 2, | - supports NDI®¦HX version 2,
| - gamma korekcija, White Balance, Chroma, | - gamma Correction, White Balance, Chroma,
| - vgrajena stabilizacija optične slike (OIS). | - optical Image Stabilisation (OIS) built-in.
| - tip prenosa: TCP/UDP, Unicast, Multicast; | - transmission type: TCP/UDP, Unicast, Multicast;
| - napajanje: POE++ ali priložen AC adapter s priklopom na 230VAC | - power supply: POE++ or the included AC adapter with 230VAC connection
| - vgrajena auto-tracking funkcija, | - built-in auto-tracking function,
| - bele barve, | - white,
| PANASONIC tip AW-UE80W(EJ) | PANASONIC tip AW-UE80W(EJ)
1.177 | Stenska konzola PTZ kamere, bele barve, komplet z montažo in | PTZ camera wall bracket, white, complete with mounting and | kpl | 3 |  | 0
| varnostno zaščito | security protection
| PANASONIC tip KST-WM-UE100-W | PANASONIC tip KST-WM-UE100-W
1.178 | Omrežno vklopno polje za priključitev avdio in video naprav na napajalno | Mains power box for connecting audio and video devices to the power supply | kpl | 2 |  | 0
| napetost 230 VAC. Omogoča priklop do štirih skupin naprav in dva | 230 VAC. Allows connection of up to four groups of devices and two
| elektromotorna pogona (motorno senčilo/žaluzije, elektromotorno platno). | electric motor drives (motorised shades/blinds, electric motorised canvas).
| Vklop naprav je mogoč preko tipk na prednji plošči, oz. omogoča krmiljenje | Switching on the devices is possible via the front panel buttons, or by controlling the
| preko LAN ali RS-232. Naprava vsebuje 8xDI priključke, izvedba za | via LAN or RS-232. The device contains 8xDI connectors, version for
| vgradnjo v 19" omarico | installation in a 19" rack
| PDU 44-L | PDU 44-L
1.179 | Napajalni modul DIN izvedbe, kompatibilnost z zahtevanim krmilnim | DIN power supply module, compatibility with the required control | kos | 1 |  | 0
| sistemom, povezljivost s krmilnim procesorjem, omogoča zaporedno | system, connectivity to the control processor, allows sequential
| povezljivost večih elementov v sistem, LED identifikacija, | connectivity of multiple elements in the system, LED identification,
| 3x NET priključek, vgrajena varovalka | 3x NET connector, built-in fuse
| CRESTRON tip DIN-PWS60 | CRESTRON type DIN-PWS60
1.180 | DIN vmesnik za kontrolo 1x DALI zanka, kontrola 64 DALI bremen | DIN control interface 1x DALI loop, control of 64 DALI loads | kos | 2 |  | 0
| (naprav), napajanje preko PoE ali Cresnet omrežja, nastavitve preko | (devices), power supply via PoE or Cresnet, settings via
| spletnega uporabniškega vmesnika ali Crestrom Home OS, prioritetni | web UI or Crestrom Home OS, priority
| vhod, notranja diagnostika | input, internal diagnostics
| CRESTRON tip DIN-DLI | CRESTRON type DIN-DLI
1.181 | Napredni video usmerjevalnik za SD, HD in Ultra HD signale z najmanj | Advanced video router for SD, HD and Ultra HD signals with a minimum of | kos | 1 |  | 0
| sledečimi lastnostmi: | the following characteristics:
| - vgrajeni re-sinhronizatorji na vseh vhodih, | - built-in re-synchronisers on all inputs,
| - 12x SDI video vhodov in 12x SDI video izhodov | - 12x SDI video inputs and 12x SDI video outputs
| (10-bit SD-SDI, HD-SDI, 6G-SDI), | (10-bit SD-SDI, HD-SDI, 6G-SDI),
| - SDI format: 3, | - SDI format: 3,
| - SDI "reclocking" na vseh SDI izhodih, | - SDI "reclocking" on all SDI outputs,
| - "Tri-Sync" in "Blask Burst" referenčni vhod, | - "Tri-Sync" and "Blask Burst" reference input,
| - povezava kontrolnega panela: Ethernet (konfiguriranje usmerjevalnika | - control panel connection: Ethernet (configuring the router
| preko prednjega LCD panela ali RJ45 Ethernet, | via the front LCD panel or RJ45 Ethernet,
| - vmesnik USB, | - uSB interface,
| - podpora SD, HD, 2K, Ultra HD in 4K standardom, | - support for SD, HD, 2K, Ultra HD and 4K standards,
| - SDI avdio vzorčenje: 48kHz in 24-bit, | - SDI audio sampling: 48kHz and 24-bit,
| - SDI video vzorčenje: YUV 4:2:2 in RGB 4:4:4, | - SDI video sampling: YUV 4:2:2 and RGB 4:4:4:4,
| - SDI barvna natančnost: 10-bit 4:2:2 in 4:4:4 | - SDI colour accuracy: 10-bit 4:2:2 and 4:4:4:4
| - SDI barvni prostor: YUV ali RGB, | - SDI colour space: YUV or RGB,
| Ultra HD način do 2160p30 in 4K način do 4K30 DCI, 10-bit YUV 4:2:2 pri | Ultra HD mode up to 2160p30 and 4K mode up to 4K30 DCI, 10-bit YUV 4:2:2 at
| vseh načinih, | in all ways,
| - SDI avtomatsko preklapljanje med SD-SDI, HD-SDI in 6G-SDI na | - SDI automatic switching between SD-SDI, HD-SDI and 6G-SDI on
| vsakem od vhodov, | at each of the entrances,
| - kontrolni panel s tipkami in vrtljivim kolescem za kontrolo menija, | - control panel with keys and rotary wheel for menu control,
| - 2,2 palični barvni ekran, | - 2.2 inch colour screen,
| - zunanja kontrola s programsko kontrolo za Mac in Windows platformo, | - external control with software control for Mac and Windows platform,
| - zaščita pri napaki napajanja: ohranjanje in trenutno obnavljanje povezav | - power failure protection: preserving and momentarily restoring connections
| pri ponovnem vklopu; | when switching back on;
| BLACKMAGIC DESIGN tip SMART VIDEOHUB 12x12 (VHUBSMART6G1212) | BLACKMAGIC DESIGN tip SMART VIDEOHUB 12x12 (VHUBSMART6G1212)
1.182 | Konverter SDI na HDMI 3G z napajalnikom in najmanj sledečimi lastnostmi: | SDI to HDMI 3G converter with power supply and at least the following features: | kos | 8 |  | 0
| - konverter SD/HD/3G-SDI signala v HDMI | - sD/HD/3G-SDI to HDMI converter
| - 1x SD/HD/3G-SDI vhod in 1x loop izhod, 1x HDMI izhod | - 1x SD/HD/3G-SDI input and 1x loop output, 1x HDMI output
| - DCI 2K SDI vhod/izhod, 1080p60 HDMI izhod, | - DCI 2K SDI input/output, 1080p60 HDMI output,
| - avto detekcija SD ali HD signala, | - auto detection of SD or HD signal,
| - SDI A/B izbor, | - SDI A/B selection,
| - vkomponiran avdio, | - audio embedded,
| - kalibracija loop izhoda, | - calibration of the loop output,
| - LED indikacija signala in napajanja; | - LED indication of signal and power;
| BLACKMAGIC DESIGN tip Micro Converter SDI to HDMI 3G PSU (CONVCMIC/SH03G/WPSU) | BLACKMAGIC DESIGN tip Micro Converter SDI to HDMI 3G PSU (CONVCMIC/SH03G/WPSU)
1.183 | Konverter HDMI na SDI 3G z napajalnikom in najmanj sledečimi lastnostmi: | HDMI to SDI 3G converter with power supply and at least the following features: | kos | 8 |  | 0
| - konverter HDMI signala (3G-SDI) | - hDMI signal converter (3G-SDI)
| - 1x HDMI vhod, 2x SD/HD/3G-SDI izhod | - 1x HDMI input, 2x SD/HD/3G-SDI output
| - izbor SD/HD nivo A/B SDI priključek, | - sD/HD Level A/B SDI connector selection,
| - podpora | - support
| - SDI ʺre-clockingʺ | - SDI ʺre-clockingʺ
| - podpora SD in HD signalov do 1080p60 resolucije, | - support for SD and HD signals up to 1080p60 resolution,
| - avtomatsko zaznavanje vhodnega signala, | - automatic detection of the input signal,
| - kompatibilnost z SMPTE 259M, SMPTE 292M, SMPTE 296M, | - compatibility with SMPTE 259M, SMPTE 292M, SMPTE 296M,
| SMPTE 424M, SMPTE 425M level A and B, broadcast standardom, | SMPTE 424M, SMPTE 425M level A and B, broadcast standards,
| - LED indikacija signala; | - LED signal indication;
| BLACKMAGIC DESIGN tip Micro Converter HDMI to SDI 3G PSU (CONVCMIC/HS03G/WPSU) | BLACKMAGIC DESIGN tip Micro Converter HDMI to SDI 3G PSU (CONVCMIC/HS03G/WPSU)
1.184 | Konverter SDI na avdio z najmanj sledečimi lastnostmi: | SDI to audio converter with at least the following features: | kos | 3 |  | 0
| - 8x izhodni kanal digitalnega avdia AES/EBU, | - 8x AES/EBU digital audio output channel,
| - 4x izhodni kanal analognega avdia, | - 4x analogue audio output channel,
| - SDI/HD ali 3G-SDI vhod, | - SDI/HD or 3G-SDI input,
| - redundančni SDI vhod, | - redundant SDI input,
| - avtomatska detekcija SD, HD ali 3G.SDI, | - automatic detection of SD, HD or 3G.SDI,
| - SDI "loop" izhod, | - SDI "loop" output,
| . SDI avdio vzorčenje 48 kHz in 24-bit, | . SDI audio sampling 48 kHz and 24-bit,
| - ʺre-clockingʺ, | - ʺre-clockingʺ,
| - SDI barvno vzorčenje 4:2:2 in 4:4:4, | - SDI colour sampling 4:2:2 and 4:4:4:4,
| - SDI barvni prostor YUV, RGB, | - SDI colour space YUV, RGB,
| - podpora SD in HD signalov do 1080p60 resolucije, | - support for SD and HD signals up to 1080p60 resolution,
| - +12V napajalnik; | - +12V power supply;
| BLACKMAGIC DESIGN tip Mini Converter SDI to Audio (CONVMCSAUD) | BLACKMAGIC DESIGN tip Mini Converter SDI to Audio (CONVMCSAUD)
1.185 | Konverter avdio na SDI z najmanj sledečimi lastnostmi: | An audio to SDI converter with at least the following features: | kos | 1 |  | 0
| - vkomponiranje 4 kanalov analognega avdia/8 kanalov AES/EBU | - 4 channels of analogue audio/8 channels of AES/EBU
| digitalnega avdia v SDI video, | digital audio to SDI video,
| - SDI/HD ali 3G-SDI vhod, | - SDI/HD or 3G-SDI input,
| - redundančni SDI vhod, | - redundant SDI input,
| - avtomatsko preklaplanje med SD, HD in 3G-SDI, | - automatic switching between SD, HD and 3G-SDI,
| . SDI avdio vzorčenje 48 kHz in 24-bit, | . SDI audio sampling 48 kHz and 24-bit,
| - ʺre-clockingʺ, | - ʺre-clockingʺ,
| - SDI video vzorčenje 4:2:2 in 4:4:4, | - SDI video sampling 4:2:2 and 4:4:4:4,
| - SDI barvni prostor YUV, RGB, | - SDI colour space YUV, RGB,
| - podpora SD in HD signalov do 1080p60 resolucije, | - support for SD and HD signals up to 1080p60 resolution,
| - +12V napajalnik; | - +12V power supply;
| BLACKMAGIC DESIGN tip Mini Converter Audio to SDI 2 (CONVMCAUDS2) | BLACKMAGIC DESIGN tip Mini Converter Audio to SDI 2 (CONVMCAUDS2)
1.186 | Pretvornik SDI na USB 3.0 in najmanj sledečimi lastnostmi: | SDI to USB 3.0 converter with at least the following features: | kos | 1 |  | 0
| - konverter SDI signala (video in avdio) na USB 3.0 brez kompresije, | - sDI signal converter (video and audio) to USB 3.0 without compression,
| - aktivni loop izhod, | - active loop output,
| - 1x SDI vhod (3G-SDI, HD, SD), | - 1x SDI input (3G-SDI, HD, SD),
| - 1x USB izhod (3.0/2.0), | - 1x USB output (3.0/2.0),
| - podpora do 1080p60 resolucije, | - support up to 1080p60 resolution,
| - vrinjen avdio je ekstraktiran kot dvo-kanalni LPCM, | - the embedded audio is extracted as two-channel LPCM,
| - avtomatsko skaliranje in "frame-rate" konverzija, | - automatic scaling and frame-rate conversion,
| - avtomatska konverzija barvnega prostora ter vzorčenja, | - automatic colour space conversion and sampling,
| - podpora večim napravam na istem PC, | - support for multiple devices on the same PC,
| - kompatibilnost z Windows, macOS in Linux napravami novejših različic, | - compatibility with Windows, macOS and recent versions of Linux,
| - kompatibilnost z Barco ClickShare Conference, | - compatibility with Barco ClickShare Conference,
| - napajanje preko USB priključka, | - power via USB,
| - LED indikacija; | - LED indication;
| INOGENI tip SDI2USB3 | INOGENI type SDI2USB3
1.187 | Produkcijska enota z najmanj sledečimi lastnostmi: | A production unit with at least the following characteristics: | kos | 1 |  | 0
| - produkcijski preklopnik z integriranim kontrolnim panelom | - production switcher with integrated control panel
| - pretakanje živih vsebin do 1080pHD resolucije na internet | - live streaming up to 1080pHD resolution to the internet
| - 4 x HDMI Type A | - 4 x HDMI Type A
| - 2 x 3.5 mm Stereo Analog Audio | - 2 x 3.5 mm Stereo Analog Audio
| - 1 x LAN priključek | - 1 x LAN connector
| - 1 x HDMI izhod | - 1 x HDMI output
| - strojni mehanizem za pretakanje | - machine mechanism for overflow
| - snemanje na USB diske | - recording to USB drives
| - USB izhod za spletno kamero (1 x USB Type-C) | - USB output for webcam (1 x USB Type-C)
| - mešalnik zvoka | - sound mixer
| - 2D DVE | - 2D DVE
| - prehodi | - gateways
| - green screen chroma key | - green screen chroma key
| - polna kompatibilnost s poljubno video programsko opremo v 1080HD kvaliteti | - full compatibility with any video software in 1080HD quality
| BLACKMAGIC DESIGN tip ATEM Mini PRO (SWATEMMINIBPR) | BLACKMAGIC DESIGN tip ATEM Mini PRO (SWATEMMINIBPR)
1.188 | Krmilni vmesnik TCP z najmanj sledečimi lastnostmi: | A TCP control interface with at least the following characteristics: | kos | 1 |  | 0
| - TCP vmesnik za integracijo AV sistemov, | - TCP interface for AV system integration,
| - posredovanje sprememb stanja preklopnika ter sprejemanje | - transmitting changes in the state of the switch and receiving
| in posredovanje ukazov do preklopnika; | and forward commands to the switch;
| SKAARHOJ tip TCP-LINK-4ATEM-V1 | SKAARHOJ type TCP-LINK-4ATEM-V1
1.189 | 65" profesionalni ekran, 3840x2160, ADS, "anti-glare" ekran, | 65" professional screen, 3840x2160, ADS, "anti-glare" display, | kos | 3 |  | 0
| USB Media player s funkcijo digitalnega oglaševanja s | USB Media player with digital advertising function with
| programsko opremo za upravljanje z vsebinami s funkcijo urnika, | content management software with scheduling functionality,
| vgrajen Bluetooth ter Wi-Fi funkcija, 24/7, 1200:1, 500cd/m2, | built-in Bluetooth and Wi-Fi, 24/7, 1200:1, 500cd/m2,
| horizontalna ali portretna orientacija ekrana, vgrajen zvočnik 20W, | horizontal or portrait screen orientation, built-in 20W speaker,
| podpora Intel SDM reže za opcijsko vgradnjo PC-ja, | intel SDM slots support for optional PC installation,
| podpora brskalniku HTML5, 4x HDMI vhod, 1x HDMI izhod, | hTML5 browser support, 4x HDMI input, 1x HDMI output,
| 1x DP vhod, 1x USB-C, RS-232, LAN, vgrajen Android OS, | 1x DP input, 1x USB-C, RS-232, LAN, built-in Android OS,
| reža za mikro SD kartico s podporo karticam | micro SD card slot with card support
| microSD/SDHC/SDXC do maksimalno 1TB | microSD/SDHC/SDXC up to a maximum of 1TB
| PANASONIC tip TH-65SQE2W | PANASONIC tip TH-65SQE2W
1.190 | Posebej izdelano talno stojalo za ekrane velikosti od 43" do 65", | Specially designed floor stand for screens from 43" to 65", | kpl | 3 |  | 0
| kovinske izvedbe, prašno barvano, črne barve, komplet s talnim | metal, powder-coated black, complete with floor
| stabilnim podnožjem dimenzije 800mm x 400mm in vzdolžnima pritrdilnima | a stable base of 800mm x 400mm and longitudinal fixings
| elementoma za ekran, naklon ekrana 0° do -15°, nastavljivost višine ekrana | two screen elements, screen tilt 0° to -15°, screen height adjustability
| do 80cm od tal do gornjega roba ekrana z intergralnim prostorom za | up to 80 cm from the floor to the top of the screen with intergral space for
| terminalno opremo in pohištvena kolesca z zavoro | terminal equipment and furniture castors with brakes
| TG tip ME-NOST-EKR | TG type ME-NOST-EKR
1.191 | Brezžični konferenčni sistem: | Wireless conferencing system: | kpl | 1 |  | 0
| - 1 kos konferenčni gumbi, | - 1 piece conference buttons,
| - popolna podpora za BYOD, | - full BYOD support,
| - sodelovanje na daljavo, | - remote collaboration,
| - popolna interaktivnost in moderiranje, | - full interactivity and moderation,
| - deluje z vsako priključeno napravo, konferenčno tehnologijo in AV | - works with any connected device, conferencing technology and AV
| periferno enoto, | peripheral unit,
| - kompatibilnost z Microsoft Teams, Zoom, Cisco WebEx, Google | - compatibility with Microsoft Teams, Zoom, Cisco WebEx, Google
| Hangouts in mnogimi drugimi, | Hangouts and many others,
| - certifikat ISO27001 za izboljšane varnostne funkcije, | - iSO27001 certification for enhanced safety features,
| - povezovanje in upravljanje v oblaku, | - cloud-based integration and management,
| - sodelovanje s konferenčnim gumbom ali "collaboration App", | - collaboration with the conference button or "collaboration App",
| - frekvenčno območje: 2,4 GHz in 5 GHz, | - frequency range: 2.4 GHz and 5 GHz,
| - nazivni protokoli: Airplay, Google Cast, Miracast, iOS/Android aplikacije, | - airplay, Google Cast, Miracast, iOS/Android apps,
| - brezžični protokol: IEEE 802.11.a/g/n/ac in IEEE.802.15.1, | - wireless protocol: IEEE 802.11.a/g/n/ac and IEEE.802.15.1,
| - priključki: 1x USB-C 3.0, 1x USB-A 3.0, 1x Ethernet LAN (1 Gbit), | - 1x USB-C 3.0, 1x USB-A 3.0, 1x Ethernet LAN (1 Gbit),
| - preverjanje pristnosti: WPA2-PSK (pri samostojni uporabi), WPA2-PSK | - authentication: WPA2-PSK (standalone), WPA2-PSK
| ali IEEE802.1X (pri uporabi gumbov v računalniško omrežje integriranem | or IEEE802.1X (when using buttons integrated into a computer network
| načinu, | mode,
| - video izhod: 4K UHD | - video output: 4K UHD
| - avdio izhod: USB in HDMI | - audio output: USB and HDMI
| - podpora delovanja z operacijskim sistemom: Windows 10 in višji, macOS11 | - windows 10 and above, macOS11 support
| in višji, Android v11 in višji (ClickShare App), iOS14 in višji (ClickShare App) | and higher, Android v11 and higher (ClickShare App), iOS14 and higher (ClickShare App)
| BARCO tip CX-20 Gen.2 (R9861612EUB1) | BARCO tip CX-20 Gen.2 (R9861612EUB1)
1.192 | Interaktivni LCD zaslon 98", Direct-LED, WCG-širok barvni obseg/ pasivni filter | Interactive LCD display 98", Direct-LED, WCG-Wide Colour Gamut/Passive Filter | kpl | 1 |  | 0
| modre svetlobe | blue light
| ločljivost 4K 3840x2016 točk, | 4K resolution 3840x2016 pixels,
| samodejno prilagajanje svetilnosti: DA | automatic luminance adjustment: YES
| steklo: protiodsevno / proti prstnim odtisom / protimikrobno lepljeno kaljeno steklo | glass: anti-reflective / anti-fingerprint / antimicrobial laminated tempered glass
| optična vezava: certificirana optična vezava brez zračne vrzeli | optical bonding: certified optical bonding without air gap
| tehnologija dotika: Stellar, | touch technology: stellar,
| vgrajen filter modre svetlobe, | built-in blue light filter,
| svetilnost: 450 cd/m2, kontrast: 5000:1, | luminous intensity: 450 cd/m2, contrast: 5000:1,
| odzivni čas: 5 ms, vidni kot: minimum 178° veritkalno in horizontalno, | response time: 5 ms, viewing angle: minimum 178° vertically and horizontally,
| vgrajeni zvočniki 2x20W, | 2x20W built-in speakers,
| vključena Wi-Fi 6 in Bluetooth 5.2 modul, | wi-Fi 6 and Bluetooth 5.2 module included,
| št. točk dotika: 50 v Windows OS / 20 v Android/Mac in Linux OS | no. of touch points: 50 on Windows OS / 20 on Android/Mac and Linux OS
| priloženo pasivno pisalo: DA, min. 2 kom. | passive pen included: YES, min. 2 pcs.
| priložena magnetna gobica za brisanje e-črnila: DA, 1 kom. | included magnetic sponge for erasing e-ink: YES, 1 pc.
| zavračanje dlani pri pisanju: DA | palm rejection when writing: YES
| ozvočenje: min. 2x 20 W, usmerjeno naprej v prostor | sound system: min. 2x 20 W, directed to the front of the room
| Impedanca zvočnikov: 6 ohmov | Speaker impedance: 6 ohms
| vhodi/izhodi s prednje strani: 1x C-type PD 65 W, 1x HDMI-in 2.1 s HDCP 2.2, | front inputs/outputs: 1x C-type PD 65 W, 1x HDMI-in 2.1 with HDCP 2.2,
| 1x USB-B 3.2 Touch, 2x USB-A 3.2, 1x Mic-in, | 1x USB-B 3.2 Touch, 2x USB-A 3.2, 1x Mic-in,
| vhodi/izhodi z zadnje strani: 2x HDMI-in 2.1 s HDCP 2.2, 1x DP 1.2, 3x USB-B 3.2 | rear inputs/outputs: 2x HDMI-in 2.1 with HDCP 2.2, 1x DP 1.2, 3x USB-B 3.2
| touch, 1x C-type PD 15 W, 2x USB-A 3.2, 1x USB-A 3.2 Android, 1x HDMI-out 2.1, | touch, 1x C-type PD 15 W, 2x USB-A 3.2, 1x USB-A 3.2 Android, 1x HDMI-out 2.1,
| 1xRS232, 1x RJ45 Gigabit-in, 1x RJ45 Gigabit-out, 1x prosta OPS reža, 1x prosta | 1xRS232, 1x RJ45 Gigabit-in, 1x RJ45 Gigabit-out, 1x free OPS slot, 1x free
| SDM-S reža, 1x SPDIF, 1x Audio-out Jack 3,5 mm, 1x dodatno napajanje do 180W, | SDM-S slot, 1x SPDIF, 1x Audio-out Jack 3.5 mm, 1x additional power supply up to 180W,
| predpriprava za montažo NUC računalnika (VESA 75x75 ali 100x100). | pre-mounting for NUC computer (VESA 75x75 or 100x100).
| priklop za kamero: C-type na zgornjem robu zaslona | camera connection: C-type on the top edge of the screen
| procesor: 8-jedrni | processor: 8-core
| GPU: min. ARM Mali-G52 | GPU: min. ARM Mali-G52
| RAM: min. 8 GB DDR4 | RAM: min. 8 GB DDR4
| ROM: min. 128 GB z možnostjo razširitve | ROM: min. 128 GB, expandable
| OS: Android 14 z EDLA certifikatom | OS: Android 14 with EDLA certification
| jjezik uporabniškega vmesnika: slovenščina | user interface language: slovene
| WiFi in Bluetooth povezava: min. WiFi6 in BT 5.2, vgrajen odstranljiv modul | WiFi and Bluetooth connectivity: min. WiFi6 and BT 5.2, built-in removable module
| Energy Star in EPEAT certifikat: DA | Energy Star and EPEAT certified: YES
| MDM program za upravljanje vseh naprav na daljavo: DA | MDM software for remote management of all devices: YES
| priloženo: kabli za povezavo (HDMI min. 3m, USB A/B min. 3m, C-type min 1,8 m, | included: connection cables (HDMI min. 3m, USB A/B min. 3m, C-type min. 1.8m,
| audio 3,5 min. 3 m,) daljinec z baterijami, namenska krpa in čistilo za čiščenje | audio 3.5 min. 3 m,) remote control with batteries, dedicated cleaning cloth and cleaner
| zaslona. | screen.
| masa, ne več kot 108 kg | a mass of not more than 108 kg
| NEWLINE tip LYRA PRO | NEWLINE tip LYRA PRO
1.193 | Stenska konzola za monitorje 80"-110" velikosti, popolnoma raven, | Wall bracket for 80"-110" monitors, fully flat, | kos | 2 |  | 0
| za ekrane nosilnosti do 230kg, odmik od stene: minimalno 62mm, | for screens with a load capacity of up to 230kg, wall clearance: minimum 62mm,
| nastavljiva pozicija tilta: 0°, 5°, 10° in 15°, servisna pozicija za lažji | adjustable bridge position: 0°, 5°, 10° and 15°, service position for easier
| dostop in servisiranje z blokado, VESA: 100mm x 400mm do | access and service with lock, VESA: 100mm x 400mm up to
| 1200mm x 800mm, črne barve | 1200mm x 800mm, black
| VOGELS tip PFW 6910 | VOGELS type PFW 6910
1.194 | Vgradna robustna namizna priključna doza za vgradnjo AV in AC | Built-in robust desktop dock for AV and AC installation | kpl | 3 |  | 0
| priključkov, česan aluminij, barva črna, za vse potrebne priključke, po | connectors, brushed aluminium, black, for all necessary connections, as per
| naročilu, možnost različnih konfiguracij, izvedba z zaščitnim tekstilnim | made to order, various configurations possible, version with protective textile
| črnim pregrinjalom, velikost 269 mm x 116 mm x 113 mm, opremljena z | black mat, size 269 mm x 116 mm x 113 mm, fitted with
| zložljivim pokrovom enakega materiala kot doza. Možnost enostavne | a retractable lid of the same material as the dispenser. Easy to remove
| zamenjave vgradnih elementov s priključki drugega tipa brez potrebne | replacing fittings with other types of connectors without the need for
| demontaže, vključuje modul z dvema 230VAC šuko vtičnicama ter | dismantling, includes a module with two 230VAC sockets and
| nosilno ploščico z osmimi odprtinami za prehod AV kablov, | a carrier plate with eight holes for AV cables to pass through,
| možnost kasnejše vgradnje sistema za navijanje kablov ali treh AV ploščic | the possibility of retrofitting a cable reeling system or three AV tiles
| s priključnimi konektorji | with connecting connectors
| EXTRON tip 70-1184-02 + EXTRON tip 60-1385-03 (CC1202) | EXTRON tip 70-1184-02 + EXTRON tip 60-1385-03 (CC1202)
1.195 | Vgradna namizna priključna doza za vgradnjo AV in AC priključkov, | Recessed desktop dock for mounting AV and AC connectors, | kpl | 1 |  | 0
| česan aluminij, barva črna, za vse potrebne priključke, po naročilu, | brushed aluminium, black, for all necessary connections, made to order,
| možnost različnih konfiguracij, izvedba z zaščitnim teksilnim črnim pre- | various configurations possible, version with protective textile black pre-
| grinjalom, velikost 20,3 cm x 11,2 cm x 10,0 cm, komplet s | grinder, size 20,3 cm x 11,2 cm x 10,0 cm, complete with
| zložljivim pokrovom enakega materiala kot doza. Možnost enostavne | a retractable lid of the same material as the dispenser. Easy to remove
| zamenjave vgradnih elementov s priključki drugega tipa brez potrebne | replacing fittings with other types of connectors without the need for
| demontaže, komplet z 1x 230VAC šuko vtičnico ter vgrajeno | disassembly, complete with 1x 230VAC socket outlet and built-in
| nosilno ploščico s štirimi odprtinami za prehod AV kablov, | a carrier plate with four openings for the passage of AV cables,
| možnost kasnejše vgradnje sistema za navijanje kablov | the possibility of installing a cable reeling system at a later date
| EXTRON tip 60-1400-02, CC202 (črna) | EXTRON type 60-1400-02, CC202 (black)
1.196 | Zaščitno tekstilno črno pregrinjalo kablov z Lycra pritrdili za izboljšano | Protective black textile cable cover with Lycra fasteners for improved | kos | 3 |  | 0
| ureditev kablov ter preprečevanje neželjenega izključevanja kablov, | cable management and preventing unwanted cable disconnection,
| odporna na ogenj, veliko | fire-resistant, high
| EXTRON tip 70-1080-02 | EXTRON tip 70-1080-02
1.197 | Zaščitno tekstilno črno pregrinjalo kablov z Lycra pritrdili za izboljšano | Protective black textile cable cover with Lycra fasteners for improved | kos | 1 |  | 0
| ureditev kablov ter preprečevanje neželjenega izključevanja kablov, | cable management and preventing unwanted cable disconnection,
| odporna na ogenj, malo | fire resistant, low
| EXTRON tip 70-1080-03 | EXTRON tip 70-1080-03
1.198 | Obtežilni element kabla | Cable weighting element | kos | 20 |  | 0
| EXTRON tip 70-1067-01 | EXTRON tip 70-1067-01
1.199 | AV ohišje, 19", komplet s prednjimi steklenimi vrati v kovinskem okvirju s | AV enclosure, 19", complete with front glass door in metal frame with | kpl | 2 |  | 0
| kotom odpiranja 120º in mini ključavnico, bočnima stranicama s hladilnima | 120º opening angle and mini-lock, two side panels with cooling
| režama spodaj in zgoraj in mini ključavnicama ter zadnjo kovinsko steno; | slots at the bottom and top, mini-locks and a rear metal wall;
| 36HE višine (170cm), širina in globina omare 600 mm, komplet z eno | 36HE height (170cm), cabinet width and depth 600 mm, complete with one
| izvlečno polico nosilnosti do 35kg ter eno fiksno polico nosilnosti 50kg, | a pull-out shelf with a load capacity of up to 35kg and one fixed shelf with a load capacity of 50kg,
| komplet štirih voznih dvokolesc fi 50mm in ozemljitvenim setom, | a set of four 50 mm diameter wheels and a grounding set,
| 4x montažni profili (spredaj in zadaj nastavljivi po globini), 4x vzdolžni profil, | 4x mounting profiles (front and rear adjustable in depth), 4x longitudinal profile,
| nosilnost omare: 2500N. | load capacity: 2500N.
| Skladnost omare IEC 60297-1 in IEC 60297-2, CE certifikat, | IEC 60297-1 and IEC 60297-2 compliance, CE certified,
| stopnja zaščite IP20, barva RAL 7035. | protection class IP20, colour RAL 7035.
| Vse komplet z drobnim montažnim, veznim in vijačnim materialom za | All complete with small assembly, fastening and screwdriving materials for
| montažo v ohišje | installation in the housing
| ODM tip NetM 60060 36HE SkKs22 | ODM tip NetM 60060 36HE SkKs22
1.200 | Drobni vezni in potrošni material, konektorji, adapterji ter | Small connectors and consumables, connectors, adapters and | kpl | 1 |  | 0
| drug nespecificiran drobni material | other non-specified small materials
1.201 | Zvočniški kabel, | Speaker cable, | m | 220 |  | 0
| izolacija: negorljiv PVC, vodnik: rdeči baker, | insulation: flame retardant PVC, conductor: red copper,
| pletena struktura, nominalna napetost: 220 V, dim: 2x 2,5 mm2, | braided structure, nominal voltage: 220 V, size: 2x 2,5 mm2,
| barva izolacije: črna/rdeča | insulation colour: black/red
| PROSPECTA tip G043 (PRN2250_RC) | PROSPECTA type G043 (PRN2250_RC)
1.202 | Mikrofonski fleksibilni simetrični kabel, najmanj 2x0,13mm2, | Microphone flexible symmetrical cable, minimum 2x0,13mm2, | m | 130 |  | 0
| zunanji premer kabla manj kot 5,5mm, skupni oklop, izolacija Low Noise | cable outer diameter less than 5.5mm, common shield, Low Noise insulation
| XLPE, kapacitivnost med vodnikoma (1 kHz, 20°C), največ: 10pF/m, | XLPE, capacitance between conductors (1 kHz, 20°C), maximum: 10pF/m,
| kapacitivnost med vodnikom in oklopom (1 kHz, 20°C), največ: 90pF/m, | capacitance between conductor and shield (1 kHz, 20°C), maximum: 90pF/m,
| delovna temperatura: -20°/+70° | operating temperature: -20°/+70°
| MOGAMI tip W2552 (2552-00) | MOGAMI tip W2552 (2552-00)
1.203 | Kvaliteten HDMI visokofleksibilen kabel, podpora signalov | High quality HDMI high flexible cable, signal support | kos | 3 |  | 0
| 4K60 v 4:4:4 barvnem prostoru, podatkovni prenos 18 Gbps, | 4K60 in 4:4:4:4 colour space, 18 Gbps data transfer,
| 0,91 m | 0,91 m
| CRESTRON tip CBL-HD-3 | CRESTRON tip CBL-HD-3
1.204 | Kvaliteten HDMI ultrafleksibilen kabel z nizkim radiem ukrivljanja, | High quality HDMI ultraflexible cable with low bend radius, | kos | 15 |  | 0
| podpora HDMI "high speed" kabelske specifikacije, podpora signalov | hDMI "high speed" cable specification support, signal support
| do 4K@60 Hz (4096x2160), UHD@60 Hz (3840x2160), 4K@60Hz v | up to 4K@60 Hz (4096x2160), UHD@60 Hz (3840x2160), 4K@60Hz v
| 4:4:4 barvnem prostoru - barvna globina 24 bitov - 8 bitov na barvo | 4:4:4 colour space - 24 bit colour depth - 8 bits per colour
| Podatkovni prenos do 18,0 Gbps, napetost 30V, | Data transfer up to 18.0 Gbps, voltage 30V,
| impedanca parice 100 ohm/+/-10 ohm, skew medparični: enako ali | impedance pair 100 ohm/+/-10 ohm, skew between pairs: equal to or
| manj kot 1,78 ns/3m, radij ukrivljanja 20,3 mm, dolžina | less than 1,78 ns/3m, radius of curvature 20,3 mm, length
| najmanj 1,8m | minimum 1,8 m
| EXTRON tip HDMI Ultra/6 (26-663-06) | EXTRON tip HDMI Ultra/6 (26-663-06)
1.205 | Kvaliteten HDMI ultrafleksibilen kabel z nizkim radiem ukrivljanja, | High quality HDMI ultraflexible cable with low bend radius, | kos | 5 |  | 0
| podpora HDMI "high speed" kabelske specifikacije, podpora signalov | hDMI "high speed" cable specification support, signal support
| do 4K@60 Hz (4096x2160), UHD@60 Hz (3840x2160), 4K@60Hz v | up to 4K@60 Hz (4096x2160), UHD@60 Hz (3840x2160), 4K@60Hz v
| 4:4:4 barvnem prostoru - barvna globina 24 bitov - 8 bitov na barvo | 4:4:4 colour space - 24 bit colour depth - 8 bits per colour
| Podatkovni prenos do 18,0 Gbps, napetost 30V, | Data transfer up to 18.0 Gbps, voltage 30V,
| impedanca parice 100 ohm/+/-10 ohm, skew medparični: enako ali | impedance pair 100 ohm/+/-10 ohm, skew between pairs: equal to or
| manj kot 1,78 ns/3m, radij ukrivljanja 20,3 mm, dolžina | less than 1,78 ns/3m, radius of curvature 20,3 mm, length
| najmanj 2,7m | minimum 2,7 m
| EXTRON tip HDMI Ultra/9 (26-663-09) | EXTRON tip HDMI Ultra/9 (26-663-09)
1.206 | Kvaliteten HDMI ultrafleksibilen kabel z nizkim radiem ukrivljanja, | High quality HDMI ultraflexible cable with low bend radius, | kos | 3 |  | 0
| podpora HDMI "high speed" kabelske specifikacije, podpora signalov | hDMI "high speed" cable specification support, signal support
| do 4K@60 Hz (4096x2160), UHD@60 Hz (3840x2160), 4K@60Hz v | up to 4K@60 Hz (4096x2160), UHD@60 Hz (3840x2160), 4K@60Hz v
| 4:4:4 barvnem prostoru - barvna globina 24 bitov - 8 bitov na barvo | 4:4:4 colour space - 24 bit colour depth - 8 bits per colour
| Podatkovni prenos do 18,0 Gbps, napetost 30V, | Data transfer up to 18.0 Gbps, voltage 30V,
| impedanca parice 100 ohm/+/-10 ohm, skew medparični: enako ali | impedance pair 100 ohm/+/-10 ohm, skew between pairs: equal to or
| manj kot 1,78 ns/3m, radij ukrivljanja 20,3 mm, dolžina | less than 1,78 ns/3m, radius of curvature 20,3 mm, length
| najmanj 3,6m | minimum 3,6 m
| EXTRON tip HDMI Ultra/12 (26-663-12) | EXTRON tip HDMI Ultra/12 (26-663-12)
1.207 | HD-SDI kabel, zunanji premer 6,1mm, atenuacija 23,6 dB/100m (750MHz), | HD-SDI cable, outer diameter 6,1mm, attenuation 23,6 dB/100m (750MHz), | m | 460 |  | 0
| impedanca: 75 ohm, statična kapacitivnost vodnika; 55pF/m, polni center | impedance: 75 ohm, static conductor capacitance; 55pF/m, full centre
| vodnik, pleten ščit iz kositranega bakra visoke gostote z aluminijasto folijo, | conductor, high-density tin-plated copper shield with aluminium foil,
| penasta PE izolacija | pE foam insulation
| CANARE tip L-4CFB | CANARE tip L-4CFB
1.208 | Potrošni material - konektorji SDI in uvodnice | Consumables - SDI connectors and leads | kpl | 1 |  | 0
1.209 | Razdelilec za montažo v 19" rack, 8x 230VAC vtičnice pod kotom | 19" rack-mountable distributor, 8x 230VAC sockets at an angle | kos | 4 |  | 0
| 35˚, dolžina kabla 2m, komplet z nosilci za 19" omaro | 35˚, cable length 2m, complete with brackets for 19" enclosure
1.210 | Potrošni material - slepe plošče za vgradnjo v 19" ohišje, 1 HE | Consumables - Blind plates for mounting in 19" enclosure, 1 HE | kpl | 1 |  | 0
1.211 | Drobni vezni, montažni, konektorji in adapterski in drugi nespecificiran | Small connectors, assemblies, connectors and adapters and other non-specified | kpl | 1 |  | 0
| potrošni material (adapterji, konektorji XLR, Fenix, jack, BNC,…) | consumables (adapters, XLR, Fenix, jack, BNC,...)
1.212 | Usklajevanje z arhitektom in elektro inštalacijskim podjetjem glede poteka inštalacij | Coordinating with the architect and the electrical installation company on the installation process | kpl | 1 |  | 0
| v interierski opremi, vgradnja elementov, izvedba izrezov, prehod kablov, detajli | in interior furnishing, installation of elements, cut-outs, cable passage, details
| zahtevanih prehodov in posegov v interiersko opremo - usklajevanje detajlov 3x | required transitions and interventions in interior fittings - coordination of details 3x
| na lokaciji objekta | on the site of the building
1.213 | Izvedba interkonekcijskih povezav v rack ohišju med elementi | Making rack interconnections between elements | kpl | 1 |  | 0
| aktivne opreme | active equipment
1.214 | Izdelava ekranskih slik multimedijskega krmilnega sistema - osnovna | Creating screenshots of a multimedia control system - basic | kpl | 1 |  | 0
| verzija, slovenski napisi, angleški napisi, izdelava simbolov | version, Slovenian inscriptions, English inscriptions, symbol production
1.215 | Osnovno programiranje multimedijskega krmilnega sistema za | Basic programming of a multimedia control system for | kpl | 1 |  | 0
| delovanje (različni režimi in scenariji,...), usklajevanje z naročnikom | operation (different modes and scenarios,...), coordination with the client
| ter izdelava krmilnih protokolov za posamezne naprave sistema, | and the development of control protocols for individual devices in the system,
| komplet s programsko licenco - po dogovoru z naročnikom | complete with software licence - by agreement with the customer
1.216 | Programiranje oddaljenega dostopa do aplikacije upravljanja s | Programming remote access to the management application | kpl | 1 |  | 0
| sistemom - po dogovoru z naročnikom | system - by agreement with the customer
1.217 | Programiranje DALI protokola za sporazumevanje s | Programming the DALI protocol to communicate with | kpl | 1 |  | 0
| sistemom razsvetljave ter motornih pogonov sistema zatemnjevanja, | lighting systems and motor drives for the dimming system,
| sodelovanje z izvajalcem DALI sistema razsvetljave | working with a DALI lighting contractor
1.218 | Montaža ponujene multimedijske opreme na označeno in preizkušeno | Installation of the multimedia equipment offered on the marked and tested | kpl | 1 |  | 0
| instalacijo, zaključevanje kablov s konektorji, povezava elementov v | installation, terminating cables with connectors, connecting elements in
| dvorani z opremo v rack ohišjih, programiranje digitalnih programskih | equipment in rack cabinets, programming of digital software
| komponent, zaključevanje ponujenih multimedijskih kablov v dozah in | components, terminating the multimedia cables offered in bundles and
| parapetu, test delovanja sistema | parapet, system performance test
1.219 | Predaja dokumentacije opreme, sheme povezav sistema, šolanje | Handover of equipment documentation, system connection diagrams, training | kos | 1 |  | 0
| uporabnika v trajanju do 5 ur, predaja kratkih navodil v slovenskem | up to 5 hours, brief instructions in Slovenian
| jeziku ter primopredaja sistema | language and handover of the system
1.220 | Potrebni kabli računalniške mreže, Cat. 6A, komplet s polaganjem | Required computer network cables, Cat. 6A, complete with installation | kpl | 1 |  | 0
1.221 | Potrebni jakotočni napajalni kabli, komplet s polaganjem | Power cables required, complete with installation | kpl | 1 |  | 0
1.222 | Potrebni ostali EI material in oprema | Other EI material and equipment required | kpl | 1 |  | 0
| SREDNJA AMFITEATERSKA PREDAVALNICA: | MIDDLE AMPHITHEATRE LECTURE HALL:
1.223 | 1-chip DLP laserski projektor na fosforni tehnologiji, Solid Shine tehnologija | 1-chip DLP laser projector based on phosphor technology, Solid Shine technology | kos | 1 |  | 0
| Računalniška nazivna resolucija: 1920x1200 | Computer rated resolution: 1920x1200
| Podpora vhodnemu 4K signalu preko HDMI vhoda | Support for input 4K signal via HDMI input
| Kontrast: 25.000:1 (Full ON/OFF) | Contrast: 25,000:1 (Full ON/OFF)
| Svetilnost: 10.300 lumnov (v center poziciji), | Luminous intensity: 10,300 lumens (centre position),
| Ohišje, optična naprava ter svetlobni vir odporen na prah v IP5x (IEC 60529), | Housing, optical device and light source dustproof to IP5x (IEC 60529),
| Brez motoriziranega objektiva, | Without a motorised lens,
| Optični pomik objektiva: vertikalno +60%/-60% in | Optical lens shift: vertical +60%/-60% and
| horizontalno +29%/-29% (z uporabo standarnega objektiva), | horizontal +29%/-29% (using a standard lens),
| uniformnost slike: 90% (po ISO/IEC21118:2020), | image uniformity: 90% (according to ISO/IEC21118:2020),
| Glasnost projektorja pri normalnem delovanju 38dB ter 35dB pri tihem | Projector volume 38dB in normal operation and 35dB in quiet operation
| delovanju (v skladu z ISO/IEC 21118:2020 standardi) | operation (in accordance with ISO/IEC 21118:2020 standards)
| Vgrajen SDM standardo kompatibilno režo, | Built-in SDM standard compatible slot,
| Geometrijska korekcija slike, v primeru nedelovanja ene laserske diode, | Geometric correction of the image in case one laser diode fails,
| sistem zagotavljanja napajanja delujočim diodam ob izpadu ali | a system to provide power to the operating diodes in the event of a failure or
| napaki ene od diod (minimalna izguba svetilnosti), | failure of one of the diodes (minimum loss of luminous intensity),
| Priključki: 2x HDMI vhod, 1x DisplayPort, 1x Sync vhod, 1x Sync izhod, | Connectors: 2x HDMI input, 1x DisplayPort, 1x Sync input, 1x Sync output,
| 1x USB, 1x D-SUB 9-pin vhod (RS-232C), 1x D-SUB 9-pin izhod (RS-232C), | 1x USB, 1x D-SUB 9-pin input (RS-232C), 1x D-SUB 9-pin output (RS-232C),
| LAN vhod, | LAN input,
| Podatkovno kloniranje preko LAN ali USB, | Data cloning via LAN or USB,
| Mehki preklop na redundančni vhodni signal v primeru izpada primarnega, | Soft switchover to a redundant input signal in case of primary failure,
| Možnost krmiljenja preko RS 232/remote/LAN ter iOS ali Android naprav, | Controllable via RS 232/remote/LAN and iOS or Android devices,
| Vgrajen svetlobni senzor in funkcija avtomatske nastavljivosti barvenega | Built-in light sensor and automatic colour adjustment function
| spektra | spectrum
| LAN priključek za spremljanje stanja in kontrolo projektorja preko | LAN connection for status monitoring and control of the projector via
| spletnega brskalnika, Crestron, AMX, Art-Net, | web browser, Crestron, AMX, Art-Net,
| Poraba moči pri normalnem načinu (maks. svetilnost): 695W, pri | Power consumption in normal mode (max. luminous intensity): 695W, at
| napetosti 200-240VAC (v skladu z ISO/IEC21118:2020) | voltages 200-240VAC (according to ISO/IEC21118:2020)
| PANASONIC tip PT-REZ10BEJ | PANASONIC tip PT-REZ10BEJ
1.224 | Motoriziran standarni objektiv 1-chip DLP laserskega projektorja, | Motorised standard 1-chip DLP laser projector lens, | kos | 2 |  | 0
| goriščna razdalja: 23.9mm - 37.2mm, F=1.84-2.31, 1.36 - 2.10:1 | focal length: 23.9mm - 37.2mm, F=1.84-2.31, 1.36 - 2.10:1
| PANASONIC tip ET-C1S600 | PANASONIC tip ET-C1S600
1.225 | SDM vhodna 3G-SDI signalna plošča, 4x SDI vhodi, 1x SDI izhod, | SDM input 3G-SDI signal board, 4x SDI inputs, 1x SDI output, | kos | 2 |  | 0
| s podporo signalom: | with signal support:
| - 12G-SDI: 3840/60p, 3840/50p, 3840/30p, 4096/60p, 4096/50p, 4096/30p,... | - 12G-SDI: 3840/60p, 3840/50p, 3840/30p, 4096/60p, 4096/50p, 4096/30p,...
| - 3G-SDI: 1080/60p, 1080/50p, 1080/30p, 2048/60p, 2048/50p, 2048/30p,... | - 3G-SDI: 1080/60p, 1080/50p, 1080/30p, 2048/60p, 2048/50p, 2048/30p,...
| - HD-SDI: 1080/30p, 1080/25p, ... | - HD-SDI: 1080/30p, 1080/25p, ...
| PANASONIC tip TY-SB01QS | PANASONIC tip TY-SB01QS
1.226 | Univerzalna teleskopska stropna konzola za projektor, | Universal telescopic ceiling bracket for projector, | kos | 2 |  | 0
| posebej prirejena za objekt, raztegljivost od 85 cm do 135 cm, | specially adapted for the building, stretchable from 85 cm to 135 cm,
| vgradnja do 8 kablov v teleskopsko cev, nosilnost do 25 kg, | installation of up to 8 cables in the telescopic tube, load capacity up to 25 kg,
| rotacija 360˚, vertikalni nagib +15˚/0/-15˚, stranski nagib | 360˚ rotation, vertical tilt +15˚/0/-15˚, lateral tilt
| +15˚/0/-15˚, bele ali srebrne barve, | +15˚/0/-15˚, white or silver,
| VOGELS tip PPC 2585 | VOGELS type PPC 2585
1.227 | Projekcijsko 4-stransko samonapenjalno platno na elektromotorni | 4-sided self-tensioning projection screen on electric motor | kos | 2 |  | 0
| pomik, dimenzije 300cm x 169cm, stropna ali stenska montaža, | scroll, dimensions 300cm x 169cm, ceiling or wall mounting,
| material matte white za HD in UHD 4K projekcijo, odbojni faktor 1.2, | matte white material for HD and UHD 4K projection, reflection factor 1.2,
| črno ozadje platna, 180º kot gledanja, izvedba s 5cm črnim spodnjim | black canvas background, 180º viewing angle, version with 5cm black bottom
| robom, najmanj 5cm stranskim črnim robom ter 30cm črnim zgornjim | a minimum 5 cm black side edge and a 30 cm black top edge
| robom, CE certifikat, M1 certifikat požarne odpornosti | edge, CE certified, M1 fire resistance certified
| EUROSCREEN tip MAJOR TENSIONED 400x225 MW_5 | EUROSCREEN tip MAJOR TENSIONED 400x225 MW_5
1.228 | Centralna naprava za krmiljenje kompletne avdio video opreme, | Central device for control of complete audio video equipment, | kpl | 1 |  | 0
| namenjena integraciji in avtomatizaciji tehnologij v modernih poslovnih | designed to integrate and automate technologies in modern business
| stavbah in vladnih objektih. Zmožna je upravljanja tudi zahtevnejših | it is also capable of managing more complex
| avtomatizacijskih sistemov. | automation systems
| 4-generacija, vgrajen spominski modul 2GB SDRAM + 8 GB Flash, | 4-generation, built-in memory module 2GB SDRAM + 8 GB Flash,
| 1x dvosmerni RS-232 port, 2x dvosmerni RS-232/422/485 port, | 1x bidirectional RS-232 port, 2x bidirectional RS-232/422/485 port,
| 8x IR/serijski port, 8x relejni izhod, 8x I/O port, 1x USB tip A konektor, | 8x IR/serial port, 8x relay output, 8x I/O port, 1x USB type A connector,
| 1x LAN priključek, 1x NET priključek, 1x SD reža za spominsko kartico, | 1x LAN connector, 1x NET connector, 1x SD memory card slot,
| modularna programabilna arhitektura, | modular programmable architecture,
| z nadgradnjo omogoča oddaljeno načrtovanje, spremljanje in nadzor | upgrades to allow remote planning, monitoring and control
| preko centralnega help deska ali mobilne applikacije, podpira | via a central helpdesk or mobile app, supports
| standarne mrežne varnostne protokole: 802.X, SSH, TLS in HTTPS. | standard network security protocols: 802.X, SSH, TLS and HTTPS.
| podpora BACnet protokolu, IPv6 priprava, Xpanel računalniška in | bACnet protocol support, IPv6 preparation, Xpanel computing and
| spletna kontrola | online control
| CRESTRON tip CP4 | CRESTRON tip CP4
1.229 | Ekran na dotik 10,1", lastnosti: aktivni TFT, Edge LED osvetlitev, | 10.1" touchscreen, features: active TFT, Edge LED backlight, | kpl | 1 |  | 0
| avtomatska kontrola svetilnosti, resolucija 1920x1200, kot gledanja | automatic brightness control, 1920x1200 resolution, viewing angle
| vsaj ±80º horizontalno, ±80º vertikalno, svetilnost najmanj 400cd/m2, | at least ±80º horizontally, ±80º vertically, luminous intensity not less than 400cd/m2,
| dimenzije: 240x149x51 mm, vgrajen zvočnik in mikrofon, podpora | dimensions: 240x149x51 mm, built-in speaker and microphone, support
| podpora HTML5 in Smart grafika, Ethernet komunikacija s centralno | hTML5 and Smart Graphics support, Ethernet communication with central
| procesno enoto, kontrast: 1.000:1, 16,7 milijona barv, tehnologija: | processing unit, 1,000:1 contrast, 16.7 million colours, technology:
| kapacitivna, 6 virtualnih programabilnih tipk, večtočkovnost (5-točk), | capacitive, 6 virtual programmable keys, multi-point (5-point),
| SIP Intercom, podpora H.265, H.264 in MJPEG formatom za prikaz | SIP Intercom, support for H.265, H.264 and MJPEG display formats
| pretočnega videa, PoE napajanje, vgrajen spletni brskalnik, Wi-Fi | streaming video, PoE power, built-in web browser, Wi-Fi
| povezljivost, Bluetooth komunikacijski svetilnik, varnost: 802.1X | connectivity, Bluetooth communication beacon, security: 802.1X
| avtentifikacija, TLS enkripcija, HTTPS povezljivost, črne barve | authentication, TLS encryption, HTTPS connectivity, black
| CRESTRON tip TSW-1070-B-S | CRESTRON tip TSW-1070-B-S
1.230 | Namizni kit za montažo ekrana na dotik pod kotom, 20°, črne barve | Desktop touchscreen mounting kit at an angle of 20°, black | kpl | 1 |  | 0
| CRESTRON tip TSW-770/1070-MSMK-ANG-B-S | CRESTRON tip TSW-770/1070-MSMK-ANG-B-S
1.231 | Smart 4-kanalni ojačevalnik, vključuje 4-kanalni simetričnimi analogni | Smart 4-channel amplifier, includes 4-channel balanced analogue | kos | 1 |  | 0
| vhod, izhodna moč: 4x350W/4 ohm/8 ohm/70V, 100V in 4x175W/2 ohm, | input, output power: 4x350W/4 ohm/8 ohm/70V, 100V and 4x175W/2 ohm,
| frekvenčni razpon: +/- 0.5 dB @ 4 ohm, 8 ohm, 70V,100V, frekvenčni | frequency range: +/- 0.5 dB @ 4 ohm, 8 ohm, 70V,100V, frequency
| razpon: -2.5dB @ 20kHz pri 2 ohm, THD+N: 0,1% (20Hz do 20kHz), | range: -2.5dB @ 20kHz into 2 ohms, THD+N: 0.1% (20Hz to 20kHz),
| vgrajen matričnipreklopnik (vsak vhod na vsak izhod s primarnim in | built-in matrix switch (each input to each output with primary and
| sekuzndarnim prioritetnim vhodom), vgrajen 96kHz DSP procesor | sequencer priority input), built-in 96kHz DSP processor
| (kretnica do 48 dB/oktavo IIR filtri, 8-pasovni parametrični EQ, izhodna | (crossover up to 48 dB/octave IIR filters, 8-band parametric EQ, output
| kasnitev do 100ms po kanalu, uporabniška nastavitevnivojev, | delay up to 100ms per channel, user configurable,
| detekcija pilotnega tona, nadzor bremena v realnem času, zaščita: DC, | pilot tone detection, real-time load monitoring, protection: DC,
| VHF in AC glavna zaščita, zaščita pred pregrevanjem in omejitev toka | VHF and AC main protection, overheating protection and current limiting
| ter detekcija napake na ventilatorju | and fan fault detection
| LEA PROFESSIONAL tip CONNECT 354 | LEA PROFESSIONAL tip CONNECT 354
1.232 | Zvočni 2-sistemski linijski array zvočni steber z 16x 25mm | Audio 2-system line array soundbar with 16x 25mm | kpl | 2 |  | 0
| visokotonskimi zvočniki in 4x 125mm močnimi nizkotonskimi zvočniki | tweeters and 4x 125mm powerful subwoofers
| razporejenimi koaksialno, pokrivanje: 25° v ozkem načinu | coaxial, coverage: 25° in narrow mode
| (2 kHz - 16 kHz) (±10°), 45° v širokem načinu (1 kHz - 16 kHz) (±10°); | (2 kHz - 16 kHz) (±10°), 45° in wide mode (1 kHz - 16 kHz) (±10°);
| horizontalna pokritost 150° (500 Hz - 8 kHz) (±20°), | horizontal coverage 150° (500 Hz - 8 kHz) (±20°),
| občutljivost-ozek način: 98 dB (govor), 93dB (glasba), | sensitivity-low mode: 98dB (speech), 93dB (music),
| občutljivost-širok način: 96 dB (govor), 92 dB (glasba), impedanca: | sensitivity-Wide mode: 96 dB (speech), 92 dB (music), impedance:
| 8 ohm, moč: 350W, maks. zvočni pritisk: 125 dB (ozek način - govor), | 8 ohms, power: 350W, max. sound pressure: 125 dB (narrow mode - speech),
| 120 dB (ozek način - glasba), 123 dB (širok način - govor), 119 dB | 120 dB (narrow mode - music), 123 dB (wide mode - speech), 119 dB
| (širok način - glasba), komplet s stensko konzolo z možnostjo | (wide mode - music), complete with wall-mounted console with the option of
| naklona in pomika levo in desno, bele barve | pitch and yaw left and right, white
| JBL tip CBT 70J-1-WH | JBL tip CBT 70J-1-WH
1.233 | Kompaktni 2-sistemski zvočnik z 8" nizkotonsko enoto in 1,5" | Compact 2-system loudspeaker with 8" woofer and 1.5" | kos | 1 |  | 0
| visokotonsko enoto, pokrivanje 90°×50° z možnostjo rotacije troblje, | tweeter unit, 90° × 50° coverage with rotatable horn,
| občutljivost 93dB SPL, impedanca: 8 Ohm, moč: 250W/500W/1000W, | sensitivity 93dB SPL, impedance: 8 Ohm, power: 250W/500W/1000W,
| maks. zvočni pritisk: 117dB, dimenzije (maks): 470×238×255mm, črna barva | max. sound pressure: 117dB, dimensions (max): 470×238×255mm, black
| JBL tip AC18/95 | JBL tip AC18/95
1.234 | Dvojni brezžični digitalni mikrofonski diversity sistem, komplet | Dual wireless digital microphone diversity system, complete set | kpl | 1 |  | 0
| z dvema ročnima oddajnikoma in dvema sprejemnikoma (v kovinskem | with two hand-held transmitters and two receivers (in metal
| ohišju). Delovanje v povečanem spektru UHF območja, nastavitvena | operation in the extended spectrum of the UHF range, adjustable
| pasovna širina je vse do 44MHz z do 32 prenastavljenimi kompatibilnimi | bandwidth is up to 44MHz with up to 32 reconfigured compatible
| kanali. Sistem omogoča delovanje do 10 kompatibilnih kanalov v | channels. The system allows up to 10 compatible channels to operate in
| 6 MHz TV območju ali 12 kompatibilnih kanalov v 8 MHz TV območju. | 6 MHz TV band or 12 compatible channels in the 8 MHz TV band.
| Sistem zagotavlja visoko-kakovosten avdio z ravno frekvenčnim | The system delivers high-quality audio with flat frequency
| odzivom v širokem razponuod 20Hz do 20kHz ter nizko kasnitvijo | response over a wide range from 20Hz to 20kHz and low latency
| zgolj 3,2 ms (low-latency). Dinamično območje: 120 dB. 24-bitni | only 3.2 ms (low-latency). Dynamic range: 120 dB. 24-bit
| digitalni avdio sistem, frekvenčno območje 518MHz-562MHz. | digital audio system, frequency range 518MHz-562MHz.
| Minimalne zahteve oddajnika: | Minimum transmitter requirements:
| - frekvenčni razpon 20Hz do 20kHz | - frequency range 20Hz to 20kHz
| - vse do 8 ur delovanja z uporabo 2x AA alkalnih baterij ali z opcijskimi | - up to 8 hours of operation using 2x AA alkaline batteries or optional
| litij-ionskimi akumulatorskimi baterijami z možnostjo | lithium-ion rechargeable batteries with the option of
| prikaza preostanka delovanja v urah in minutah | display of remaining operating time in hours and minutes
| - osvetljen OLED visokokontrastni zaslon s prikazom imena kanala, | - backlit OLED high-contrast display showing the channel name,
| frekvenco in stanja baterije | frequency and battery status
| Minimalne zahteve sprejemnika: | Minimum receiver requirements:
| - avtomatsko iskanje kanalov, mrežno iskanje kanalov preko Etherneta | - automatic channel search, network channel search over Ethernet
| - mrežni priključek za povezavo na računalniško mrežo | - network connection to connect to a computer network
| - kontrola in nastavitev preko mrežnega priključka | - control and set-up via network connection
| - nastavljiva avdio občutljivost vse do 60 dB | - adjustable audio sensitivity up to 60 dB
| - kontrasten LCD meni in kontrole z funkcijo zaklepanja ter avdio in | - contrast LCD menu and controls with lock function and audio and
| RF LED z indikatorjem "PEAK" | RF LED with "PEAK" indicator
| - 6,3mm izhod ter XLR izhod | - 6.3mm output and XLR output
| Minimalne zahteve mikrofona: | Minimum microphone requirements:
| - frekvenčni razpon 50Hz do 15kHz | - frequency range 50Hz to 15kHz
| - smerna karakteristika: kardioidna | - directional characteristic: cardioid
| - vgrajen pop filter | - built-in pop filter
| SHURE tip SLXD24DE/SM58-H59 | SHURE tip SLXD24DE/SM58-H59
1.235 | Dvojni brezžični digitalni mikrofonski diversity sistem, komplet | Dual wireless digital microphone diversity system, complete set | kpl | 1 |  | 0
| z dvema "bodypack" oddajnikoma v kovinskem ohišju | with two "bodypack" transmitters in a metal housing
| Delovanje v povečanem spektru UHF območja, nastavitvena | Operation in the enhanced spectrum of the UHF range, adjustable
| pasovna širina je vse do 44MHz z do 32 prenastavljenimi kompatibilnimi | bandwidth is up to 44MHz with up to 32 reconfigured compatible
| kanali. Sistem omogoča delovanje do 10 kompatibilnih kanalov v | channels. The system allows up to 10 compatible channels to operate in
| 6 MHz TV območju ali 12 kompatibilnih kanalov v 8 MHz TV območju. | 6 MHz TV band or 12 compatible channels in the 8 MHz TV band.
| Sistem zagotavlja visoko-kakovosten avdio z ravno frekvenčnim | The system delivers high-quality audio with flat frequency
| odzivom v širokem razponu od 20Hz do 20kHz ter nizko kasnitvijo | response over a wide range from 20Hz to 20kHz and low latency
| zgolj 3,2 ms (low-latency). Dinamično območje: 120 dB. 24-bitni | only 3.2 ms (low-latency). Dynamic range: 120 dB. 24-bit
| digitalni avdio sistem, frekvenčno območje 470MHz-514MHz. | digital audio system, frequency range 470MHz-514MHz.
| Minimalne zahteve oddajnika: | Minimum transmitter requirements:
| - frekvenčni razpon 20Hz do 20kHz | - frequency range 20Hz to 20kHz
| - vse do 8 ur delovanja z uporabo 2x AA alkalnih baterij ali z opcijskimi | - up to 8 hours of operation using 2x AA alkaline batteries or optional
| litij-ionskimi akumulatorskimi baterijami z možnostjo | lithium-ion rechargeable batteries with the option of
| prikaza preostanka delovanja v urah in minutah | display of remaining operating time in hours and minutes
| - osvetljen OLED visokokontrastni zaslon s prikazom imena kanala, | - backlit OLED high-contrast display showing the channel name,
| frekvenco in stanja baterije | frequency and battery status
| Minimalne zahteve sprejemnika: | Minimum receiver requirements:
| - avtomatsko iskanje kanalov, mrežno iskanje kanalov preko Etherneta | - automatic channel search, network channel search over Ethernet
| - mrežni priključek za povezavo na računalniško mrežo | - network connection to connect to a computer network
| - kontrola in nastavitev preko mrežnega priključka | - control and set-up via network connection
| - nastavljiva avdio občutljivost vse do 60 dB | - adjustable audio sensitivity up to 60 dB
| - kontrasten LCD meni in kontrole z funkcijo zaklepanja ter avdio | - contrast LCD menu and controls with lock function and audio
| in RF LED z indikatorjem "PEAK" | and RF LED with "PEAK" indicator
| - 6,3mm izhod ter XLR izhod | - 6.3mm output and XLR output
| SHURE tip SLXD14DE-G59 | SHURE tip SLXD14DE-G59
1.236 | Naglavni kondenzatorski mikrofon z minimalnimi tehničnimi zahtevami: | A condenser headphone microphone with minimal technical requirements: | kos | 2 |  | 0
| - frekvenčni razpon 50Hz do 20KHz | - frequency range 50Hz to 20KHz
| - zvočni pritisk: 153 dB | - sound pressure: 153 dB
| - smerna karakteristika: kardioidna | - directional characteristic: cardioid
| - občutljivost: -59 dBV/Pa - 1.1 mV/Pa | - sensitivity: -59 dBV/Pa - 1.1 mV/Pa
| - komplet s konektorjem | - complete with connector
| SHURE tip SM35-TQG | SHURE tip SM35-TQG
1.237 | Kravatni kondenzatorski mikrofon z minimalnimi tehničnimi zahtevami: | A microphone with minimal technical requirements: | kos | 2 |  | 0
| - frekvenčni razpon 50Hz do 17KHz | - frequency range 50Hz to 17KHz
| - zvočni pritisk: 130,5 dB SPL | - sound pressure: 130.5 dB SPL
| - smerna karakteristika: kardioidna | - directional characteristic: cardioid
| - občutljivost: -45.5 dBV/Pa | - sensitivity: -45.5 dBV/Pa
| - komplet s konektorjem | - complete with connector
| SHURE tip WL185 | SHURE tip WL185
1.238 | Konferenčni mikrofon za montažo v govorniški pult, | Conference microphone for installation in a lectern, | kpl | 2 |  | 0
| gibljiv vrat, RF filtriranje, 47,3cm dolžine, | flexible neck, RF filtering, 47,3cm length,
| LED status, kondenzatorski, vgrajen predojačevalnik | LED status, capacitor, built-in preamplifier
| in "mute" stikalom mikrofona, | and the microphone's "mute" switch,
| frekvenčni razpon: največ 50Hz do najmanj 17kHz, kardioidne | frequency range: maximum 50Hz to minimum 17kHz, cardioid
| karakteristike, maksimalna SPL (pri 1 kHz pri 1% THD, 1 kOhm breme): | characteristics, maximum SPL (at 1 kHz at 1% THD, 1 kOhm load):
| najmanj 124 dB, občutljivost: -35 dBV/Pa (17,8mV), dinamično | minimum 124 dB, sensitivity: -35 dBV/Pa (17.8mV), dynamic
| območje: 96,2 dB, komplet z "mute" stikalom, vgrajenim | range: 96.2 dB, complete with built-in "mute" switch
| predojačevalnikom | to the preamplifier
| SHURE tip MX418S/C | SHURE tip MX418S/C
1.239 | "Shock mount" adapter za konferenčni mikrofon za montažo | "Shock mount" adapter for conference microphone mounting | kpl | 2 |  | 0
| v govorniški pult | to the lectern
| SHURE tip A400SM | SHURE tip A400SM
1.240 | Konferenčni mikrofon za montažo na namizni mikrofonski | Conference microphone for mounting on a table microphone stand | kpl | 1 |  | 0
| podstavek, gibljiv vrat, RF filtriranje, 47,3cm dolžine, | base, flexible neck, RF filtering, 47,3cm length,
| LED status, kondenzatorski, vgrajen predojačevalnik | LED status, capacitor, built-in preamplifier
| in "mute" stikalo mikrofona, | and the microphone "mute" switch,
| frekvenčni razpon: največ 50Hz do najmanj 17kHz, kardioidne | frequency range: maximum 50Hz to minimum 17kHz, cardioid
| karakteristike, maksimalna SPL (pri 1 kHz pri 1% THD, 1 kOhm breme): | characteristics, maximum SPL (at 1 kHz at 1% THD, 1 kOhm load):
| najmanj 124 dB, občutljivost: -35 dBV/Pa (17,8mV), dinamično | minimum 124 dB, sensitivity: -35 dBV/Pa (17.8mV), dynamic
| območje: 96,2 dB, komplet z "mute" stikalom, vgrajenim | range: 96.2 dB, complete with built-in "mute" switch
| predojačevalnikom | to the preamplifier
| SHURE tip MX418S/C | SHURE tip MX418S/C
1.241 | Namizni podstavek mikrofona na gibljivem vratu z XLR konektorjem | Table microphone stand on flexible neck with XLR connector | kpl | 1 |  | 0
| na gornjem delu postavka ter 3m priključnim kablom z XLR konektorjem | at the top of the item and a 3m connection cable with XLR connector
| SHURE tip A412B | SHURE tip A412B
1.242 | Dvojna napajalna postaja za polnenje dveh baterij Li-ion žepnih ali | Dual charging station for charging two Li-ion pocket batteries or | kpl | 2 |  | 0
| ročnih oddajnikov | handheld transmitters
| SHURE tip SBC203-E | SHURE tip SBC203-E
1.243 | Polnina litij-ionska baterija, kapaciteta: 1200 mAh | Lithium-ion battery, capacity: 1200 mAh | kos | 4 |  | 0
| SHURE tip SB903 | SHURE tip SB903
1.244 | Digitalni avdio server s sledečimi lastnostmi: | A digital audio server with the following features: | kos | 1 |  | 0
| - 12 mikrofonsko/linijskih vhodov z AEC, 8 mikrofonsko/linijskih izhodov | - 12 mic/line inputs with AEC, 8 mic/line outputs
| - 32x32 Dante kanalov | - 32x32 Dante channels
| - 2x Gigabit Etnernet port | - 2x Gigabit Ethernet port
| - RS-232 serijski port | - RS-232 serial port
| - 8 USB avdio kanalov za pretok iz ali v I/O DSP (program. nastavljivo) | - 8 USB audio channels for flow from or to DSP I/O (programmable)
| - podpora simultani rabi AES67 in Dante pretokov | - support for simultaneous use of AES67 and Dante streams
| - sistemsko konfiguriranje in kontrola preko Ethernet porta | - system configuration and control via Ethernet port
| - nastavljanje in kontrola signalnega procesiranja preko programske | - setting and control of signal processing via software
| opreme za signalno usmerjevanje in mešanje, ekvalizacija, filtriranje, | signal routing and mixing equipment, equalisation, filtering,
| dinamiko in zakasnitev kot tudi kontrolo, nadzor in diagnostično orodje | dynamics and delay as well as control, monitoring and diagnostic tools
| - OLED ekran na dotik | - OLED touch screen
| - izvedba za namestitev v 19" omaro | - 19" rack-mountable version
| BIAMP tip TESIRAFORTE DAN CI | BIAMP tip TESIRAFORTE DAN CI
1.245 | Digitalni brezžični oddajnik, DECT tehnologija, modrozobi vmesnik, visoka | Digital wireless transmitter, DECT technology, blue-tooth interface, high | kpl | 1 |  | 0
| zaščita pred neavtoriziranem prisluškovanju z AES-256 enkripcijo, | protection against unauthorised eavesdropping with AES-256 encryption,
| možnost dvosmernega prenosa avdio signala, multifunkcijska tipka, | two-way audio signal transmission, multi-function key,
| tipka za regulacijo glasnosti vgrajenih slušalk, naglavnega seta, indukcijske | volume control key for built-in headphones, headset, induction
| zanke, "mute" tipka, delovanje z vgrajenimi litij-ionskimi baterijami, OLED, | loops, "mute" key, operation with built-in lithium-ion batteries, OLED,
| linijski vhod preko 3,5mm stereo jack konektorja, USB-C priključek za | line input via 3.5mm stereo jack connector, USB-C connector for
| avdio in napajanje, 4-pin mini XLR konektor za priklop zunanjega mikrofona, | audio and power supply, 4-pin mini XLR connector for external microphone,
| delovanje 15 ur ali več, delovanje DECT: 1.880 MHz do 1.900 MHz, vgrajen | 15 hours or more operation, DECT operation: 1.880 MHz to 1.900 MHz, built-in
| DSP | DSP
| TELEVIC tip UNITE TP | TELEVIC type UNITE TP
1.246 | Digitalni brezžični sprejemnik, DECT tehnologija, modrozobi vmesnik, visoka | Digital wireless receiver, DECT technology, blue-tooth interface, high | kpl | 1 |  | 0
| zaščita pred neavtoriziranem prisluškovanju z AES-256 enkripcijo, | protection against unauthorised eavesdropping with AES-256 encryption,
| tipka za vklop-izklop in menu, multifunkcijska tipka, | on-off and menu key, multi-function key,
| tipka za regulacijo glasnosti vgrajenih slušalk, naglavnega seta, indukcijske | volume control key for built-in headphones, headset, induction
| zanke, statusni LED indikator delovanja in polnjenja, delovanje z vgrajenimi | loops, LED status indicator for operation and charging, operation with built-in
| litij-ionskimi baterijami, OLED, USB-C priključek za avdio in napajanje, | lithium-ion batteries, OLED, USB-C connector for audio and power,
| delovanje 15 ur ali več, delovanje DECT: 1.880 MHz do 1.900 MHz | 15 hours or more operation, DECT operation: 1.880 MHz to 1.900 MHz
| TELEVIC tip UNITE RP | TELEVIC type UNITE RP
1.247 | Naglavni mikrofon za digitalni brezžični oddajnik, frekvenčni razpon: | Headband microphone for digital wireless transmitter, frequency range: | kpl | 1 |  | 0
| 20 Hz - 20.000 Hz, omni usmerjen, kondenzatorski mikrofon, zaščita pred | 20 Hz - 20,000 Hz, omnidirectional, condenser microphone, protection against
| brizganjem vode, lahek in nastavljiv vratni pas, fleksibilna in trpežna | water spray, lightweight and adjustable neck strap, flexible and durable
| konstrukcija, bež barva | construction, beige
| TELEVIC tip TG H56 tan | TELEVIC tip TG H56 tan
1.248 | Namizni napajalnik za oddajnike in sprejemnike, indikacija napajanja, | Desktop power supply for transmitters and receivers, power indication, | kpl | 1 |  | 0
| Napajanje do štirih enot, maksimalni čas napajanja: 4 ure | Power up to four units, maximum power supply time: 4 hours
| TELEVIC tip UNITE DS-4/2 | UNITE DS-4/2 type
1.249 | Indukcijska vratna zanka, pripomoček za osebe z okvaro sluha s slušnim | Induction Neck Loop, an aid for hearing impaired people with hearing loss | kos | 1 |  | 0
| aparatom ali polževim vsadkom, impedanca: 2x 12,5Ω | implanted cochlear implant, impedance: 2x 12.5Ω
| TELEVIC tip IL 200 | TELEVIC type IL 200
1.250 | Profesionalna PTZ kamera FullHD z integriranim HD SDI z najmanj | FullHD professional PTZ camera with integrated HD SDI with minimum | kos | 3 |  | 0
| sledečimi lastnostmi: | the following characteristics:
| - 1x 3G-SDI izhod, | - 1x 3G-SDI output,
| - 1x LAN priključek za upravljanje, | - 1x LAN connection for management,
| - 1x RS-422 priključek, | - 1x RS-422 connector,
| - 1x avdio vhod (MIC/LINE), | - 1x audio input (MIC/LINE),
| - profesionalna PTZ kamera, optični zoom 24x, | - professional PTZ camera, 24x optical zoom,
| - slikovni senzor 1/2.5-type MOS, | - 1/2.5-type MOS image sensor,
| - vidni kot: horizontalni 74,1° do 3,3°, vertikalni 46° do 1,9°, | - angle of view: horizontal 74,1° to 3,3°, vertical 46° to 1,9°,
| - minimalna osvetlitev: 3 lx, | - minimum illumination: 3 lx,
| - hitrost elektronske zaslonke: 1/60 do 1/10.000 (pri 59,94p/59,94i), | - electronic shutter speed: 1/60 to 1/10,000 (at 59.94p/59.94i),
| - protokoli JPEG, H.264 in H.265, | - jPEG, H.264 and H.265 protocols,
| - pan območje: -175° - +175°, tilt območje: -30° - +90°, | - pan range: -175° - +175°, tilt range: -30° - +90°,
| - slikovno pretakanje: JPEG (MJPEG), H.264, H.265, NDI®¦HX version 2, | - image streaming: JPEG (MJPEG), H.264, H.265, NDI®¦HX version 2,
| - IP pretakanje: slikovna resolucija 1920x1080, 1280x720, 640x360, 320x180, | - IP streaming: image resolution 1920x1080, 1280x720, 640x360, 320x180,
| - izhodni format SDI: 1080/59.94p, 1080/50p, 1080/29.97p, 720/59.94p, | - sDI output format: 1080/59.94p, 1080/50p, 1080/29.97p, 720/59.94p,
| - izhodni format HDMI: 2160/59.94p, 2160/50p, 2160/29.97p, 1080/59.94p, | - hDMI output format: 2160/59.94p, 2160/50p, 2160/29.97p, 1080/59.94p,
| 1080/50p, 1080/29.97p, 720/59.94p, | 1080/50p, 1080/29.97p, 720/59.94p,
| - HDMI izhod: HDMI 2.0, 4:2:2/10bit, | - HDMI output: HDMI 2.0, 4:2:2/10bit,
| - 3G-SDI izhod: SMPTE292M/424M/75Ω, | - 3G-SDI output: SMPTE292M/424M/75Ω,
| - podpira NDI®¦HX verzija 2, | - supports NDI®¦HX version 2,
| - gamma korekcija, White Balance, Chroma, | - gamma Correction, White Balance, Chroma,
| - vgrajena stabilizacija optične slike (OIS). | - optical Image Stabilisation (OIS) built-in.
| - tip prenosa: TCP/UDP, Unicast, Multicast; | - transmission type: TCP/UDP, Unicast, Multicast;
| - napajanje: POE++ ali priložen AC adapter s priklopom na 230VAC | - power supply: POE++ or the included AC adapter with 230VAC connection
| - vgrajena auto-tracking funkcija, | - built-in auto-tracking function,
| - bele barve, | - white,
| PANASONIC tip AW-UE80W(EJ) | PANASONIC tip AW-UE80W(EJ)
1.251 | Stenska konzola PTZ kamere, bele barve, komplet z montažo in | PTZ camera wall bracket, white, complete with mounting and | kpl | 3 |  | 0
| varnostno zaščito | security protection
| PANASONIC tip KST-WM-UE100-W | PANASONIC tip KST-WM-UE100-W
1.252 | Omrežno vklopno polje za priključitev avdio in video naprav na napajalno | Mains power box for connecting audio and video devices to the power supply | kpl | 2 |  | 0
| napetost 230 VAC. Omogoča priklop do štirih skupin naprav in dva | 230 VAC. Allows connection of up to four groups of devices and two
| elektromotorna pogona (motorno senčilo/žaluzije, elektromotorno platno). | electric motor drives (motorised shades/blinds, electric motorised canvas).
| Vklop naprav je mogoč preko tipk na prednji plošči, oz. omogoča krmiljenje | Switching on the devices is possible via the front panel buttons, or by controlling the
| preko LAN ali RS-232. Naprava vsebuje 8xDI priključke, izvedba za | via LAN or RS-232. The device contains 8xDI connectors, version for
| vgradnjo v 19" omarico | installation in a 19" rack
| PDU 44-L | PDU 44-L
1.253 | Napajalni modul DIN izvedbe, kompatibilnost z zahtevanim krmilnim | DIN power supply module, compatibility with the required control | kos | 1 |  | 0
| sistemom, povezljivost s krmilnim procesorjem, omogoča zaporedno | system, connectivity to the control processor, enables sequential
| povezljivost večih elementov v sistem, LED identifikacija, | connectivity of multiple elements in the system, LED identification,
| 3x NET priključek, vgrajena varovalka | 3x NET connector, built-in fuse
| CRESTRON tip DIN-PWS60 | CRESTRON type DIN-PWS60
1.254 | DIN vmesnik za kontrolo 1x DALI zanka, kontrola 64 DALI bremen | DIN control interface 1x DALI loop, control of 64 DALI loads | kos | 2 |  | 0
| (naprav), napajanje preko PoE ali Cresnet omrežja, nastavitve preko | (devices), power supply via PoE or Cresnet, settings via
| spletnega uporabniškega vmesnika ali Crestrom Home OS, prioritetni | web UI or Crestrom Home OS, priority
| vhod, notranja diagnostika | input, internal diagnostics
| CRESTRON tip DIN-DLI | CRESTRON type DIN-DLI
1.255 | Napredni video usmerjevalnik za SD, HD in Ultra HD signale z najmanj | Advanced video router for SD, HD and Ultra HD signals with a minimum of | kos | 1 |  | 0
| sledečimi lastnostmi: | the following characteristics:
| - vgrajeni re-sinhronizatorji na vseh vhodih, | - built-in re-synchronisers on all inputs,
| - 12x SDI video vhodov in 12x SDI video izhodov | - 12x SDI video inputs and 12x SDI video outputs
| (10-bit SD-SDI, HD-SDI, 6G-SDI), | (10-bit SD-SDI, HD-SDI, 6G-SDI),
| - SDI format: 3, | - SDI format: 3,
| - SDI "reclocking" na vseh SDI izhodih, | - SDI "reclocking" on all SDI outputs,
| - "Tri-Sync" in "Blask Burst" referenčni vhod, | - "Tri-Sync" and "Blask Burst" reference input,
| - povezava kontrolnega panela: Ethernet (konfiguriranje usmerjevalnika | - control panel connection: Ethernet (configuring the router
| preko prednjega LCD panela ali RJ45 Ethernet, | via the front LCD panel or RJ45 Ethernet,
| - vmesnik USB, | - uSB interface,
| - podpora SD, HD, 2K, Ultra HD in 4K standardom, | - support for SD, HD, 2K, Ultra HD and 4K standards,
| - SDI avdio vzorčenje: 48kHz in 24-bit, | - SDI audio sampling: 48kHz and 24-bit,
| - SDI video vzorčenje: YUV 4:2:2 in RGB 4:4:4, | - SDI video sampling: YUV 4:2:2 and RGB 4:4:4:4,
| - SDI barvna natančnost: 10-bit 4:2:2 in 4:4:4 | - SDI colour accuracy: 10-bit 4:2:2 and 4:4:4:4
| - SDI barvni prostor: YUV ali RGB, | - SDI colour space: YUV or RGB,
| Ultra HD način do 2160p30 in 4K način do 4K30 DCI, 10-bit YUV 4:2:2 pri | Ultra HD mode up to 2160p30 and 4K mode up to 4K30 DCI, 10-bit YUV 4:2:2 at
| vseh načinih, | in all ways,
| - SDI avtomatsko preklapljanje med SD-SDI, HD-SDI in 6G-SDI na | - SDI automatic switching between SD-SDI, HD-SDI and 6G-SDI on
| vsakem od vhodov, | at each of the entrances,
| - kontrolni panel s tipkami in vrtljivim kolescem za kontrolo menija, | - control panel with keys and rotary wheel for menu control,
| - 2,2 palični barvni ekran, | - 2.2 inch colour screen,
| - zunanja kontrola s programsko kontrolo za Mac in Windows platformo, | - external control with software control for Mac and Windows platform,
| - zaščita pri napaki napajanja: ohranjanje in trenutno obnavljanje povezav | - power failure protection: preserving and momentarily restoring connections
| pri ponovnem vklopu; | when switching back on;
| BLACKMAGIC DESIGN tip SMART VIDEOHUB 12x12 (VHUBSMART6G1212) | BLACKMAGIC DESIGN tip SMART VIDEOHUB 12x12 (VHUBSMART6G1212)
1.256 | Konverter SDI na HDMI 3G z napajalnikom in najmanj sledečimi lastnostmi: | SDI to HDMI 3G converter with power supply and at least the following features: | kos | 8 |  | 0
| - konverter SD/HD/3G-SDI signala v HDMI | - sD/HD/3G-SDI to HDMI converter
| - 1x SD/HD/3G-SDI vhod in 1x loop izhod, 1x HDMI izhod | - 1x SD/HD/3G-SDI input and 1x loop output, 1x HDMI output
| - DCI 2K SDI vhod/izhod, 1080p60 HDMI izhod, | - DCI 2K SDI input/output, 1080p60 HDMI output,
| - avto detekcija SD ali HD signala, | - auto detection of SD or HD signal,
| - SDI A/B izbor, | - SDI A/B selection,
| - vkomponiran avdio, | - audio embedded,
| - kalibracija loop izhoda, | - calibration of the loop output,
| - LED indikacija signala in napajanja; | - LED indication of signal and power;
| BLACKMAGIC DESIGN tip Micro Converter SDI to HDMI 3G PSU (CONVCMIC/SH03G/WPSU) | BLACKMAGIC DESIGN tip Micro Converter SDI to HDMI 3G PSU (CONVCMIC/SH03G/WPSU)
1.257 | Konverter HDMI na SDI 3G z napajalnikom in najmanj sledečimi lastnostmi: | HDMI to SDI 3G converter with power supply and at least the following features: | kos | 8 |  | 0
| - konverter HDMI signala (3G-SDI) | - hDMI signal converter (3G-SDI)
| - 1x HDMI vhod, 2x SD/HD/3G-SDI izhod | - 1x HDMI input, 2x SD/HD/3G-SDI output
| - izbor SD/HD nivo A/B SDI priključek, | - sD/HD Level A/B SDI connector selection,
| - podpora | - support
| - SDI ʺre-clockingʺ | - SDI ʺre-clockingʺ
| - podpora SD in HD signalov do 1080p60 resolucije, | - support for SD and HD signals up to 1080p60 resolution,
| - avtomatsko zaznavanje vhodnega signala, | - automatic detection of the input signal,
| - kompatibilnost z SMPTE 259M, SMPTE 292M, SMPTE 296M, | - compatibility with SMPTE 259M, SMPTE 292M, SMPTE 296M,
| SMPTE 424M, SMPTE 425M level A and B, broadcast standardom, | SMPTE 424M, SMPTE 425M level A and B, broadcast standards,
| - LED indikacija signala; | - LED signal indication;
| BLACKMAGIC DESIGN tip Micro Converter HDMI to SDI 3G PSU (CONVCMIC/HS03G/WPSU) | BLACKMAGIC DESIGN tip Micro Converter HDMI to SDI 3G PSU (CONVCMIC/HS03G/WPSU)
1.258 | Konverter SDI na avdio z najmanj sledečimi lastnostmi: | SDI to audio converter with at least the following features: | kos | 3 |  | 0
| - 8x izhodni kanal digitalnega avdia AES/EBU, | - 8x AES/EBU digital audio output channel,
| - 4x izhodni kanal analognega avdia, | - 4x analogue audio output channel,
| - SDI/HD ali 3G-SDI vhod, | - SDI/HD or 3G-SDI input,
| - redundančni SDI vhod, | - redundant SDI input,
| - avtomatska detekcija SD, HD ali 3G.SDI, | - automatic detection of SD, HD or 3G.SDI,
| - SDI "loop" izhod, | - SDI "loop" output,
| . SDI avdio vzorčenje 48 kHz in 24-bit, | . SDI audio sampling 48 kHz and 24-bit,
| - ʺre-clockingʺ, | - ʺre-clockingʺ,
| - SDI barvno vzorčenje 4:2:2 in 4:4:4, | - SDI colour sampling 4:2:2 and 4:4:4:4,
| - SDI barvni prostor YUV, RGB, | - SDI colour space YUV, RGB,
| - podpora SD in HD signalov do 1080p60 resolucije, | - support for SD and HD signals up to 1080p60 resolution,
| - +12V napajalnik; | - +12V power supply;
| BLACKMAGIC DESIGN tip Mini Converter SDI to Audio (CONVMCSAUD) | BLACKMAGIC DESIGN tip Mini Converter SDI to Audio (CONVMCSAUD)
1.259 | Konverter avdio na SDI z najmanj sledečimi lastnostmi: | An audio to SDI converter with at least the following features: | kos | 1 |  | 0
| - vkomponiranje 4 kanalov analognega avdia/8 kanalov AES/EBU | - 4 channels of analogue audio/8 channels of AES/EBU
| digitalnega avdia v SDI video, | digital audio to SDI video,
| - SDI/HD ali 3G-SDI vhod, | - SDI/HD or 3G-SDI input,
| - redundančni SDI vhod, | - redundant SDI input,
| - avtomatsko preklaplanje med SD, HD in 3G-SDI, | - automatic switching between SD, HD and 3G-SDI,
| . SDI avdio vzorčenje 48 kHz in 24-bit, | . SDI audio sampling 48 kHz and 24-bit,
| - ʺre-clockingʺ, | - ʺre-clockingʺ,
| - SDI video vzorčenje 4:2:2 in 4:4:4, | - SDI video sampling 4:2:2 and 4:4:4:4,
| - SDI barvni prostor YUV, RGB, | - SDI colour space YUV, RGB,
| - podpora SD in HD signalov do 1080p60 resolucije, | - support for SD and HD signals up to 1080p60 resolution,
| - +12V napajalnik; | - +12V power supply;
| BLACKMAGIC DESIGN tip Mini Converter Audio to SDI 2 (CONVMCAUDS2) | BLACKMAGIC DESIGN tip Mini Converter Audio to SDI 2 (CONVMCAUDS2)
1.260 | Pretvornik SDI na USB 3.0 in najmanj sledečimi lastnostmi: | SDI to USB 3.0 converter with at least the following features: | kos | 1 |  | 0
| - konverter SDI signala (video in avdio) na USB 3.0 brez kompresije, | - sDI signal converter (video and audio) to USB 3.0 without compression,
| - aktivni loop izhod, | - active loop output,
| - 1x SDI vhod (3G-SDI, HD, SD), | - 1x SDI input (3G-SDI, HD, SD),
| - 1x USB izhod (3.0/2.0), | - 1x USB output (3.0/2.0),
| - podpora do 1080p60 resolucije, | - support up to 1080p60 resolution,
| - vrinjen avdio je ekstraktiran kot dvo-kanalni LPCM, | - the embedded audio is extracted as two-channel LPCM,
| - avtomatsko skaliranje in "frame-rate" konverzija, | - automatic scaling and frame-rate conversion,
| - avtomatska konverzija barvnega prostora ter vzorčenja, | - automatic colour space conversion and sampling,
| - podpora večim napravam na istem PC, | - support for multiple devices on the same PC,
| - kompatibilnost z Windows, macOS in Linux napravami novejših različic, | - compatibility with Windows, macOS and recent versions of Linux,
| - kompatibilnost z Barco ClickShare Conference, | - compatibility with Barco ClickShare Conference,
| - napajanje preko USB priključka, | - power via USB,
| - LED indikacija; | - LED indication;
| INOGENI tip SDI2USB3 | INOGENI type SDI2USB3
1.261 | Produkcijska enota z najmanj sledečimi lastnostmi: | A production unit with at least the following characteristics: | kos | 1 |  | 0
| - produkcijski preklopnik z integriranim kontrolnim panelom | - production switcher with integrated control panel
| - pretakanje živih vsebin do 1080pHD resolucije na internet | - live streaming up to 1080pHD resolution to the internet
| - 4 x HDMI Type A | - 4 x HDMI Type A
| - 2 x 3.5 mm Stereo Analog Audio | - 2 x 3.5 mm Stereo Analog Audio
| - 1 x LAN priključek | - 1 x LAN connector
| - 1 x HDMI izhod | - 1 x HDMI output
| - strojni mehanizem za pretakanje | - machine mechanism for overflow
| - snemanje na USB diske | - recording to USB drives
| - USB izhod za spletno kamero (1 x USB Type-C) | - USB output for webcam (1 x USB Type-C)
| - mešalnik zvoka | - sound mixer
| - 2D DVE | - 2D DVE
| - prehodi | - gateways
| - green screen chroma key | - green screen chroma key
| - polna kompatibilnost s poljubno video programsko opremo v 1080HD kvaliteti | - full compatibility with any video software in 1080HD quality
| BLACKMAGIC DESIGN tip ATEM Mini PRO (SWATEMMINIBPR) | BLACKMAGIC DESIGN tip ATEM Mini PRO (SWATEMMINIBPR)
1.262 | Krmilni vmesnik TCP z najmanj sledečimi lastnostmi: | A TCP control interface with at least the following characteristics: | kos | 1 |  | 0
| - TCP vmesnik za integracijo AV sistemov, | - TCP interface for AV system integration,
| - posredovanje sprememb stanja preklopnika ter sprejemanje | - transmitting changes in the state of the switch and receiving
| in posredovanje ukazov do preklopnika; | and forward commands to the switch;
| SKAARHOJ tip TCP-LINK-4ATEM-V1 | SKAARHOJ type TCP-LINK-4ATEM-V1
1.263 | 65" profesionalni ekran, 3840x2160, ADS, "anti-glare" ekran, | 65" professional screen, 3840x2160, ADS, "anti-glare" display, | kos | 3 |  | 0
| USB Media player s funkcijo digitalnega oglaševanja s | USB Media player with digital advertising function with
| programsko opremo za upravljanje z vsebinami s funkcijo urnika, | content management software with scheduling functionality,
| vgrajen Bluetooth ter Wi-Fi funkcija, 24/7, 1200:1, 500cd/m2, | built-in Bluetooth and Wi-Fi, 24/7, 1200:1, 500cd/m2,
| horizontalna ali portretna orientacija ekrana, vgrajen zvočnik 20W, | horizontal or portrait screen orientation, built-in 20W speaker,
| podpora Intel SDM reže za opcijsko vgradnjo PC-ja, | intel SDM slots support for optional PC installation,
| podpora brskalniku HTML5, 4x HDMI vhod, 1x HDMI izhod, | hTML5 browser support, 4x HDMI input, 1x HDMI output,
| 1x DP vhod, 1x USB-C, RS-232, LAN, vgrajen Android OS, | 1x DP input, 1x USB-C, RS-232, LAN, built-in Android OS,
| reža za mikro SD kartico s podporo karticam | micro SD card slot with card support
| microSD/SDHC/SDXC do maksimalno 1TB | microSD/SDHC/SDXC up to a maximum of 1TB
| PANASONIC tip TH-65SQE2W | PANASONIC tip TH-65SQE2W
1.264 | Posebej izdelano talno stojalo za ekrane velikosti od 43" do 65", | Specially designed floor stand for screens from 43" to 65", | kpl | 3 |  | 0
| kovinske izvedbe, prašno barvano, črne barve, komplet s talnim | metal, powder-coated black, complete with floor
| stabilnim podnožjem dimenzije 800mm x 400mm in vzdolžnima pritrdilnima | a stable base of 800mm x 400mm and longitudinal fixings
| elementoma za ekran, naklon ekrana 0° do -15°, nastavljivost višine ekrana | two screen elements, screen tilt 0° to -15°, screen height adjustability
| do 80cm od tal do gornjega roba ekrana z intergralnim prostorom za | up to 80 cm from the floor to the top of the screen with intergral space for
| terminalno opremo in pohištvena kolesca z zavoro | terminal equipment and furniture castors with brakes
| TG tip ME-NOST-EKR | TG type ME-NOST-EKR
1.265 | Brezžični konferenčni sistem: | Wireless conferencing system: | kpl | 1 |  | 0
| - 1 kos konferenčni gumbi, | - 1 piece conference buttons,
| - popolna podpora za BYOD, | - full BYOD support,
| - sodelovanje na daljavo, | - remote collaboration,
| - popolna interaktivnost in moderiranje, | - full interactivity and moderation,
| - deluje z vsako priključeno napravo, konferenčno tehnologijo in AV | - works with any connected device, conferencing technology and AV
| periferno enoto, | peripheral unit,
| - kompatibilnost z Microsoft Teams, Zoom, Cisco WebEx, Google | - compatibility with Microsoft Teams, Zoom, Cisco WebEx, Google
| Hangouts in mnogimi drugimi, | Hangouts and many others,
| - certifikat ISO27001 za izboljšane varnostne funkcije, | - iSO27001 certification for enhanced safety features,
| - povezovanje in upravljanje v oblaku, | - cloud-based integration and management,
| - sodelovanje s konferenčnim gumbom ali "collaboration App", | - collaboration with the conference button or "collaboration App",
| - frekvenčno območje: 2,4 GHz in 5 GHz, | - frequency range: 2.4 GHz and 5 GHz,
| - nazivni protokoli: Airplay, Google Cast, Miracast, iOS/Android aplikacije, | - airplay, Google Cast, Miracast, iOS/Android apps,
| - brezžični protokol: IEEE 802.11.a/g/n/ac in IEEE.802.15.1, | - wireless protocol: IEEE 802.11.a/g/n/ac and IEEE.802.15.1,
| - priključki: 1x USB-C 3.0, 1x USB-A 3.0, 1x Ethernet LAN (1 Gbit), | - 1x USB-C 3.0, 1x USB-A 3.0, 1x Ethernet LAN (1 Gbit),
| - preverjanje pristnosti: WPA2-PSK (pri samostojni uporabi), WPA2-PSK | - authentication: WPA2-PSK (standalone), WPA2-PSK
| ali IEEE802.1X (pri uporabi gumbov v računalniško omrežje integriranem | or IEEE802.1X (when using buttons integrated into a computer network
| načinu, | mode,
| - video izhod: 4K UHD | - video output: 4K UHD
| - avdio izhod: USB in HDMI | - audio output: USB and HDMI
| - podpora delovanja z operacijskim sistemom: Windows 10 in višji, macOS11 | - windows 10 and above, macOS11 support
| in višji, Android v11 in višji (ClickShare App), iOS14 in višji (ClickShare App) | and higher, Android v11 and higher (ClickShare App), iOS14 and higher (ClickShare App)
| BARCO tip CX-20 Gen.2 (R9861612EUB1) | BARCO tip CX-20 Gen.2 (R9861612EUB1)
1.266 | Interaktivni LCD zaslon 98", Direct-LED, WCG-širok barvni obseg/ pasivni filter | Interactive LCD display 98", Direct-LED, WCG-Wide Colour Gamut/Passive Filter | kpl | 1 |  | 0
| modre svetlobe | blue light
| ločljivost 4K 3840x2016 točk, | 4K resolution 3840x2016 pixels,
| samodejno prilagajanje svetilnosti: DA | automatic luminance adjustment: YES
| steklo: protiodsevno / proti prstnim odtisom / protimikrobno lepljeno kaljeno steklo | glass: anti-reflective / anti-fingerprint / antimicrobial laminated tempered glass
| optična vezava: certificirana optična vezava brez zračne vrzeli | optical bonding: certified optical bonding without air gap
| tehnologija dotika: Stellar, | touch technology: stellar,
| vgrajen filter modre svetlobe, | built-in blue light filter,
| svetilnost: 450 cd/m2, kontrast: 5000:1, | luminous intensity: 450 cd/m2, contrast: 5000:1,
| odzivni čas: 5 ms, vidni kot: minimum 178° veritkalno in horizontalno, | response time: 5 ms, viewing angle: minimum 178° vertically and horizontally,
| vgrajeni zvočniki 2x20W, | 2x20W built-in speakers,
| vključena Wi-Fi 6 in Bluetooth 5.2 modul, | wi-Fi 6 and Bluetooth 5.2 module included,
| št. točk dotika: 50 v Windows OS / 20 v Android/Mac in Linux OS | no. of touch points: 50 on Windows OS / 20 on Android/Mac and Linux OS
| priloženo pasivno pisalo: DA, min. 2 kom. | passive pen included: YES, min. 2 pcs.
| priložena magnetna gobica za brisanje e-črnila: DA, 1 kom. | included magnetic sponge for erasing e-ink: YES, 1 pc.
| zavračanje dlani pri pisanju: DA | palm rejection when writing: YES
| ozvočenje: min. 2x 20 W, usmerjeno naprej v prostor | sound system: min. 2x 20 W, directed forward into the room
| Impedanca zvočnikov: 6 ohmov | Speaker impedance: 6 ohms
| vhodi/izhodi s prednje strani: 1x C-type PD 65 W, 1x HDMI-in 2.1 s HDCP 2.2, | front inputs/outputs: 1x C-type PD 65 W, 1x HDMI-in 2.1 with HDCP 2.2,
| 1x USB-B 3.2 Touch, 2x USB-A 3.2, 1x Mic-in, | 1x USB-B 3.2 Touch, 2x USB-A 3.2, 1x Mic-in,
| vhodi/izhodi z zadnje strani: 2x HDMI-in 2.1 s HDCP 2.2, 1x DP 1.2, 3x USB-B 3.2 | rear inputs/outputs: 2x HDMI-in 2.1 with HDCP 2.2, 1x DP 1.2, 3x USB-B 3.2
| touch, 1x C-type PD 15 W, 2x USB-A 3.2, 1x USB-A 3.2 Android, 1x HDMI-out 2.1, | touch, 1x C-type PD 15 W, 2x USB-A 3.2, 1x USB-A 3.2 Android, 1x HDMI-out 2.1,
| 1xRS232, 1x RJ45 Gigabit-in, 1x RJ45 Gigabit-out, 1x prosta OPS reža, 1x prosta | 1xRS232, 1x RJ45 Gigabit-in, 1x RJ45 Gigabit-out, 1x free OPS slot, 1x free
| SDM-S reža, 1x SPDIF, 1x Audio-out Jack 3,5 mm, 1x dodatno napajanje do 180W, | SDM-S slot, 1x SPDIF, 1x Audio-out Jack 3.5 mm, 1x additional power supply up to 180W,
| predpriprava za montažo NUC računalnika (VESA 75x75 ali 100x100). | pre-mounting for NUC computer (VESA 75x75 or 100x100).
| priklop za kamero: C-type na zgornjem robu zaslona | camera connection: C-type on the top edge of the screen
| procesor: 8-jedrni | processor: 8-core
| GPU: min. ARM Mali-G52 | GPU: min. ARM Mali-G52
| RAM: min. 8 GB DDR4 | RAM: min. 8 GB DDR4
| ROM: min. 128 GB z možnostjo razširitve | ROM: min. 128 GB, expandable
| OS: Android 14 z EDLA certifikatom | OS: Android 14 with EDLA certification
| jjezik uporabniškega vmesnika: slovenščina | user interface language: slovene
| WiFi in Bluetooth povezava: min. WiFi6 in BT 5.2, vgrajen odstranljiv modul | WiFi and Bluetooth connectivity: min. WiFi6 and BT 5.2, built-in removable module
| Energy Star in EPEAT certifikat: DA | Energy Star and EPEAT certified: YES
| MDM program za upravljanje vseh naprav na daljavo: DA | MDM software for remote management of all devices: YES
| priloženo: kabli za povezavo (HDMI min. 3m, USB A/B min. 3m, C-type min 1,8 m, | included: connection cables (HDMI min. 3m, USB A/B min. 3m, C-type min. 1.8m,
| audio 3,5 min. 3 m,) daljinec z baterijami, namenska krpa in čistilo za čiščenje | audio 3.5 min. 3 m,) remote control with batteries, dedicated cleaning cloth and cleaner
| zaslona. | screen.
| masa, ne več kot 108 kg | a mass of not more than 108 kg
| NEWLINE tip LYRA PRO | NEWLINE tip LYRA PRO
1.267 | Stenska konzola za monitorje 80"-110" velikosti, popolnoma raven, | Wall bracket for 80"-110" monitors, fully flat, | kos | 2 |  | 0
| za ekrane nosilnosti do 230kg, odmik od stene: minimalno 62mm, | for screens with a load capacity of up to 230kg, wall clearance: minimum 62mm,
| nastavljiva pozicija tilta: 0°, 5°, 10° in 15°, servisna pozicija za lažji | adjustable bridge position: 0°, 5°, 10° and 15°, service position for easier
| dostop in servisiranje z blokado, VESA: 100mm x 400mm do | access and service with lock, VESA: 100mm x 400mm up to
| 1200mm x 800mm, črne barve | 1200mm x 800mm, black
| VOGELS tip PFW 6910 | VOGELS type PFW 6910
1.268 | Vgradna robustna namizna priključna doza za vgradnjo AV in AC | Built-in robust desktop dock for AV and AC installation | kpl | 3 |  | 0
| priključkov, česan aluminij, barva črna, za vse potrebne priključke, po | connectors, brushed aluminium, black, for all necessary connections, as per
| naročilu, možnost različnih konfiguracij, izvedba z zaščitnim tekstilnim | made to order, various configurations possible, version with protective textile
| črnim pregrinjalom, velikost 269 mm x 116 mm x 113 mm, opremljena z | black mat, size 269 mm x 116 mm x 113 mm, fitted with
| zložljivim pokrovom enakega materiala kot doza. Možnost enostavne | a retractable lid of the same material as the dispenser. Easy to remove
| zamenjave vgradnih elementov s priključki drugega tipa brez potrebne | replacing fittings with other types of connectors without the need for
| demontaže, vključuje modul z dvema 230VAC šuko vtičnicama ter | dismantling, includes a module with two 230VAC sockets and
| nosilno ploščico z osmimi odprtinami za prehod AV kablov, | a carrier plate with eight holes for AV cables to pass through,
| možnost kasnejše vgradnje sistema za navijanje kablov ali treh AV ploščic | the possibility of retrofitting a cable reeling system or three AV tiles
| s priključnimi konektorji | with connecting connectors
| EXTRON tip 70-1184-02 + EXTRON tip 60-1385-03 (CC1202) | EXTRON tip 70-1184-02 + EXTRON tip 60-1385-03 (CC1202)
1.269 | Vgradna namizna priključna doza za vgradnjo AV in AC priključkov, | Recessed desktop dock for mounting AV and AC connectors, | kpl | 1 |  | 0
| česan aluminij, barva črna, za vse potrebne priključke, po naročilu, | brushed aluminium, black, for all necessary connections, made to order,
| možnost različnih konfiguracij, izvedba z zaščitnim teksilnim črnim pre- | various configurations possible, version with protective textile black pre-
| grinjalom, velikost 20,3 cm x 11,2 cm x 10,0 cm, komplet s | grinder, size 20,3 cm x 11,2 cm x 10,0 cm, complete with
| zložljivim pokrovom enakega materiala kot doza. Možnost enostavne | a retractable lid of the same material as the dispenser. Easy to remove
| zamenjave vgradnih elementov s priključki drugega tipa brez potrebne | replacing fittings with other types of connectors without the need for
| demontaže, komplet z 1x 230VAC šuko vtičnico ter vgrajeno | disassembly, complete with 1x 230VAC socket outlet and built-in
| nosilno ploščico s štirimi odprtinami za prehod AV kablov, | a carrier plate with four openings for the passage of AV cables,
| možnost kasnejše vgradnje sistema za navijanje kablov | the possibility of installing a cable reeling system at a later date
| EXTRON tip 60-1400-02, CC202 (črna) | EXTRON type 60-1400-02, CC202 (black)
1.270 | Zaščitno tekstilno črno pregrinjalo kablov z Lycra pritrdili za izboljšano | Protective black textile cable cover with Lycra fasteners for enhanced | kos | 3 |  | 0
| ureditev kablov ter preprečevanje neželjenega izključevanja kablov, | cable management and preventing unwanted cable disconnection,
| odporna na ogenj, veliko | fire-resistant, high
| EXTRON tip 70-1080-02 | EXTRON tip 70-1080-02
1.271 | Zaščitno tekstilno črno pregrinjalo kablov z Lycra pritrdili za izboljšano | Protective black textile cable cover with Lycra fasteners for enhanced | kos | 1 |  | 0
| ureditev kablov ter preprečevanje neželjenega izključevanja kablov, | cable management and preventing unwanted cable disconnection,
| odporna na ogenj, malo | fire resistant, low
| EXTRON tip 70-1080-03 | EXTRON tip 70-1080-03
1.272 | Obtežilni element kabla | Cable weighting element | kos | 20 |  | 0
| EXTRON tip 70-1067-01 | EXTRON tip 70-1067-01
1.273 | AV ohišje, 19", komplet s prednjimi steklenimi vrati v kovinskem okvirju s | AV enclosure, 19", complete with front glass door in metal frame with | kpl | 2 |  | 0
| kotom odpiranja 120º in mini ključavnico, bočnima stranicama s hladilnima | 120º opening angle and mini-lock, two side panels with cooling
| režama spodaj in zgoraj in mini ključavnicama ter zadnjo kovinsko steno; | slots at the bottom and top, mini-locks and a rear metal wall;
| 36HE višine (170cm), širina in globina omare 600 mm, komplet z eno | 36HE height (170cm), cabinet width and depth 600 mm, complete with one
| izvlečno polico nosilnosti do 35kg ter eno fiksno polico nosilnosti 50kg, | a pull-out shelf with a load capacity of up to 35kg and one fixed shelf with a load capacity of 50kg,
| komplet štirih voznih dvokolesc fi 50mm in ozemljitvenim setom, | a set of four 50 mm diameter wheels and a grounding set,
| 4x montažni profili (spredaj in zadaj nastavljivi po globini), 4x vzdolžni profil, | 4x mounting profiles (front and rear adjustable in depth), 4x longitudinal profile,
| nosilnost omare: 2500N. | load capacity: 2500N.
| Skladnost omare IEC 60297-1 in IEC 60297-2, CE certifikat, | IEC 60297-1 and IEC 60297-2 compliance, CE certified,
| stopnja zaščite IP20, barva RAL 7035. | protection class IP20, colour RAL 7035.
| Vse komplet z drobnim montažnim, veznim in vijačnim materialom za | All complete with small assembly, fastening and screwdriving materials for
| montažo v ohišje | installation in the housing
| ODM tip NetM 60060 36HE SkKs22 | ODM tip NetM 60060 36HE SkKs22
1.274 | Drobni vezni in potrošni material, konektorji, adapterji ter | Small connectors and consumables, connectors, adapters and | kpl | 1 |  | 0
| drug nespecificiran drobni material | other non-specified small materials
1.275 | Zvočniški kabel, | Speaker cable, | m | 220 |  | 0
| izolacija: negorljiv PVC, vodnik: rdeči baker, | insulation: flame retardant PVC, conductor: red copper,
| pletena struktura, nominalna napetost: 220 V, dim: 2x 2,5 mm2, | braided structure, nominal voltage: 220 V, size: 2x 2,5 mm2,
| barva izolacije: črna/rdeča | insulation colour: black/red
| PROSPECTA tip G043 (PRN2250_RC) | PROSPECTA type G043 (PRN2250_RC)
1.276 | Mikrofonski fleksibilni simetrični kabel, najmanj 2x0,13mm2, | Microphone flexible symmetrical cable, minimum 2x0,13mm2, | m | 130 |  | 0
| zunanji premer kabla manj kot 5,5mm, skupni oklop, izolacija Low Noise | cable outer diameter less than 5.5mm, common shield, Low Noise insulation
| XLPE, kapacitivnost med vodnikoma (1 kHz, 20°C), največ: 10pF/m, | XLPE, capacitance between conductors (1 kHz, 20°C), maximum: 10pF/m,
| kapacitivnost med vodnikom in oklopom (1 kHz, 20°C), največ: 90pF/m, | capacitance between conductor and shield (1 kHz, 20°C), maximum: 90pF/m,
| delovna temperatura: -20°/+70° | operating temperature: -20°/+70°
| MOGAMI tip W2552 (2552-00) | MOGAMI tip W2552 (2552-00)
1.277 | Kvaliteten HDMI visokofleksibilen kabel, podpora signalov | High quality HDMI high flexible cable, signal support | kos | 3 |  | 0
| 4K60 v 4:4:4 barvnem prostoru, podatkovni prenos 18 Gbps, | 4K60 in 4:4:4:4 colour space, 18 Gbps data transfer,
| 0,91 m | 0,91 m
| CRESTRON tip CBL-HD-3 | CRESTRON tip CBL-HD-3
1.278 | Kvaliteten HDMI ultrafleksibilen kabel z nizkim radiem ukrivljanja, | High quality HDMI ultraflexible cable with low bend radius, | kos | 15 |  | 0
| podpora HDMI "high speed" kabelske specifikacije, podpora signalov | hDMI "high speed" cable specification support, signal support
| do 4K@60 Hz (4096x2160), UHD@60 Hz (3840x2160), 4K@60Hz v | up to 4K@60 Hz (4096x2160), UHD@60 Hz (3840x2160), 4K@60Hz v
| 4:4:4 barvnem prostoru - barvna globina 24 bitov - 8 bitov na barvo | 4:4:4 colour space - 24 bit colour depth - 8 bits per colour
| Podatkovni prenos do 18,0 Gbps, napetost 30V, | Data transfer up to 18.0 Gbps, voltage 30V,
| impedanca parice 100 ohm/+/-10 ohm, skew medparični: enako ali | impedance pair 100 ohm/+/-10 ohm, skew between pairs: equal to or
| manj kot 1,78 ns/3m, radij ukrivljanja 20,3 mm, dolžina | less than 1,78 ns/3m, radius of curvature 20,3 mm, length
| najmanj 1,8m | minimum 1,8 m
| EXTRON tip HDMI Ultra/6 (26-663-06) | EXTRON tip HDMI Ultra/6 (26-663-06)
1.279 | Kvaliteten HDMI ultrafleksibilen kabel z nizkim radiem ukrivljanja, | High quality HDMI ultraflexible cable with low bend radius, | kos | 5 |  | 0
| podpora HDMI "high speed" kabelske specifikacije, podpora signalov | hDMI "high speed" cable specification support, signal support
| do 4K@60 Hz (4096x2160), UHD@60 Hz (3840x2160), 4K@60Hz v | up to 4K@60 Hz (4096x2160), UHD@60 Hz (3840x2160), 4K@60Hz v
| 4:4:4 barvnem prostoru - barvna globina 24 bitov - 8 bitov na barvo | 4:4:4 colour space - 24 bit colour depth - 8 bits per colour
| Podatkovni prenos do 18,0 Gbps, napetost 30V, | Data transfer up to 18.0 Gbps, voltage 30V,
| impedanca parice 100 ohm/+/-10 ohm, skew medparični: enako ali | impedance pair 100 ohm/+/-10 ohm, skew between pairs: equal to or
| manj kot 1,78 ns/3m, radij ukrivljanja 20,3 mm, dolžina | less than 1,78 ns/3m, radius of curvature 20,3 mm, length
| najmanj 2,7m | minimum 2,7 m
| EXTRON tip HDMI Ultra/9 (26-663-09) | EXTRON tip HDMI Ultra/9 (26-663-09)
1.280 | Kvaliteten HDMI ultrafleksibilen kabel z nizkim radiem ukrivljanja, | High quality HDMI ultraflexible cable with low bend radius, | kos | 3 |  | 0
| podpora HDMI "high speed" kabelske specifikacije, podpora signalov | hDMI "high speed" cable specification support, signal support
| do 4K@60 Hz (4096x2160), UHD@60 Hz (3840x2160), 4K@60Hz v | up to 4K@60 Hz (4096x2160), UHD@60 Hz (3840x2160), 4K@60Hz v
| 4:4:4 barvnem prostoru - barvna globina 24 bitov - 8 bitov na barvo | 4:4:4 colour space - 24 bit colour depth - 8 bits per colour
| Podatkovni prenos do 18,0 Gbps, napetost 30V, | Data transfer up to 18.0 Gbps, voltage 30V,
| impedanca parice 100 ohm/+/-10 ohm, skew medparični: enako ali | impedance pair 100 ohm/+/-10 ohm, skew between pairs: equal to or
| manj kot 1,78 ns/3m, radij ukrivljanja 20,3 mm, dolžina | less than 1,78 ns/3m, radius of curvature 20,3 mm, length
| najmanj 3,6m | minimum 3,6 m
| EXTRON tip HDMI Ultra/12 (26-663-12) | EXTRON tip HDMI Ultra/12 (26-663-12)
1.281 | HD-SDI kabel, zunanji premer 6,1mm, atenuacija 23,6 dB/100m (750MHz), | HD-SDI cable, outer diameter 6,1mm, attenuation 23,6 dB/100m (750MHz), | m | 460 |  | 0
| impedanca: 75 ohm, statična kapacitivnost vodnika; 55pF/m, polni center | impedance: 75 ohm, static conductor capacitance; 55pF/m, full centre
| vodnik, pleten ščit iz kositranega bakra visoke gostote z aluminijasto folijo, | conductor, high-density tin-plated copper shield with aluminium foil,
| penasta PE izolacija | pE foam insulation
| CANARE tip L-4CFB | CANARE tip L-4CFB
1.282 | Potrošni material - konektorji SDI in uvodnice | Consumables - SDI connectors and leads | kpl | 1 |  | 0
1.283 | Razdelilec za montažo v 19" rack, 8x 230VAC vtičnice pod kotom | 19" rack-mountable distributor, 8x 230VAC sockets at an angle | kos | 4 |  | 0
| 35˚, dolžina kabla 2m, komplet z nosilci za 19" omaro | 35˚, cable length 2m, complete with brackets for 19" enclosure
1.284 | Potrošni material - slepe plošče za vgradnjo v 19" ohišje, 1 HE | Consumables - Blind plates for mounting in 19" enclosure, 1 HE | kpl | 1 |  | 0
1.285 | Drobni vezni, montažni, konektorji in adapterski in drugi nespecificiran | Small connectors, assemblies, connectors and adaptors and other non-specified | kpl | 1 |  | 0
| potrošni material (adapterji, konektorji XLR, Fenix, jack, BNC,…) | consumables (adapters, XLR, Fenix, jack, BNC,...)
1.286 | Usklajevanje z arhitektom in elektro inštalacijskim podjetjem glede poteka inštalacij | Coordinating with the architect and the electrical installation company on the installation process | kpl | 1 |  | 0
| v interierski opremi, vgradnja elementov, izvedba izrezov, prehod kablov, detajli | in interior furnishing, installation of elements, cut-outs, cable passage, details
| zahtevanih prehodov in posegov v interiersko opremo - usklajevanje detajlov 3x | required transitions and interventions in interior fittings - coordination of details 3x
| na lokaciji objekta | on the site of the building
1.287 | Izvedba interkonekcijskih povezav v rack ohišju med elementi | Making rack interconnections between elements | kpl | 1 |  | 0
| aktivne opreme | active equipment
1.288 | Izdelava ekranskih slik multimedijskega krmilnega sistema - osnovna | Creating screenshots of a multimedia control system - basic | kpl | 1 |  | 0
| verzija, slovenski napisi, angleški napisi, izdelava simbolov | version, Slovenian inscriptions, English inscriptions, symbol production
1.289 | Osnovno programiranje multimedijskega krmilnega sistema za | Basic programming of a multimedia control system for | kpl | 1 |  | 0
| delovanje (različni režimi in scenariji,...), usklajevanje z naročnikom | operation (different modes and scenarios,...), coordination with the client
| ter izdelava krmilnih protokolov za posamezne naprave sistema, | and the development of control protocols for individual devices in the system,
| komplet s programsko licenco - po dogovoru z naročnikom | complete with software licence - by agreement with the customer
1.290 | Programiranje oddaljenega dostopa do aplikacije upravljanja s | Programming remote access to the management application | kpl | 1 |  | 0
| sistemom - po dogovoru z naročnikom | system - by agreement with the customer
1.291 | Programiranje DALI protokola za sporazumevanje s | Programming the DALI protocol to communicate with | kpl | 1 |  | 0
| sistemom razsvetljave ter motornih pogonov sistema zatemnjevanja, | lighting systems and motor drives for the dimming system,
| sodelovanje z izvajalcem DALI sistema razsvetljave | working with a DALI lighting contractor
1.292 | Montaža ponujene multimedijske opreme na označeno in preizkušeno | Installation of the multimedia equipment offered on the marked and tested | kpl | 1 |  | 0
| instalacijo, zaključevanje kablov s konektorji, povezava elementov v | installation, terminating cables with connectors, connecting elements in
| dvorani z opremo v rack ohišjih, programiranje digitalnih programskih | rack-mounted equipment, digital software programming
| komponent, zaključevanje ponujenih multimedijskih kablov v dozah in | components, terminating the multimedia cables offered in bundles and
| parapetu, test delovanja sistema | parapet, system performance test
1.293 | Predaja dokumentacije opreme, sheme povezav sistema, šolanje | Handover of equipment documentation, system connection diagrams, training | kos | 1 |  | 0
| uporabnika v trajanju do 5 ur, predaja kratkih navodil v slovenskem | up to 5 hours, brief instructions in Slovenian
| jeziku ter primopredaja sistema | language and handover of the system
1.294 | Potrebni kabli računalniške mreže, Cat. 6A, komplet s polaganjem | Required computer network cables, Cat. 6A, complete with installation | kpl | 1 |  | 0
1.295 | Potrebni jakotočni napajalni kabli, komplet s polaganjem | Power cables required, complete with installation | kpl | 1 |  | 0
1.296 | Potrebni ostali EI material in oprema | Other EI material and equipment required | kpl | 1 |  | 0
| EKRANI: | SCREENS:
1.297 | 65" profesionalni ekran, 3840x2160, ADS, "anti-glare" ekran, | 65" professional screen, 3840x2160, ADS, "anti-glare" display, | kos | 23 |  | 0
| USB Media player s funkcijo digitalnega oglaševanja s | USB Media player with digital advertising function with
| programsko opremo za upravljanje z vsebinami s funkcijo urnika, | content management software with scheduling functionality,
| vgrajen Bluetooth ter Wi-Fi funkcija, 24/7, 1200:1, 500cd/m2, | built-in Bluetooth and Wi-Fi, 24/7, 1200:1, 500cd/m2,
| horizontalna ali portretna orientacija ekrana, vgrajen zvočnik 20W, | horizontal or portrait screen orientation, built-in 20W speaker,
| podpora Intel SDM reže za opcijsko vgradnjo PC-ja, | intel SDM slots support for optional PC installation,
| podpora brskalniku HTML5, 4x HDMI vhod, 1x HDMI izhod, | hTML5 browser support, 4x HDMI input, 1x HDMI output,
| 1x DP vhod, 1x USB-C, RS-232, LAN, vgrajen Android OS, | 1x DP input, 1x USB-C, RS-232, LAN, built-in Android OS,
| reža za mikro SD kartico s podporo karticam | micro SD card slot with card support
| microSD/SDHC/SDXC do maksimalno 1TB | microSD/SDHC/SDXC up to a maximum of 1TB
| PANASONIC tip TH-65SQE2W | PANASONIC tip TH-65SQE2W
1.298 | Interaktivni LCD zaslon 65", Direct-LED, WCG-širok barvni obseg/ pasivni filter | Interactive LCD Display 65", Direct-LED, WCG-Wide Colour Gamut/Passive Filter | kpl | 32 |  | 0
| modre svetlobe | blue light
| Samodejno prilagajanje svetilnosti: DA | Automatic luminance adjustment: YES
| Steklo: protiodsevno / proti prstnim odtisom / protimikrobno lepljeno kaljeno steklo | Glass: anti-reflective / anti-fingerprint / antimicrobial laminated toughened glass
| Optična vezava: certificirana optična vezava brez zračne vrzeli | Optical bonding: certified optical bonding without air gap
| Ločljivost: 4K UHD | Resolution: 4K UHD
| Barve: 1,07 B | Colours: 1,07 B
| Svetilnost: min. 450 cd/m2 | Luminance: min. 450 cd/m2
| Kontrast: 5000:1 | Contrast: 5000:1
| Odzivni čas: 5 ms | Response time: 5 ms
| Vidni kot: 178° | Viewing angle: 178°
| Poraba: do 116 W | Power consumption: up to 116 W
| Tehnologija dotika: Stellar Touch Technology | Touch Technology:Stellar Touch Technology
| Št. točk dotika: 50 v Windows OS / 20 v Android/Mac in Linux OS | No. of touch points: 50 on Windows OS / 20 on Android/Mac and Linux OS
| Prepoznava orodij: DA; pasivno pisalo, prsti, pest | Tool recognition: YES; passive pen, fingers, fist
| Priloženo pasivno pisalo: DA, min. 2 kom. | Passive pen supplied: YES, min. 2 pcs.
| Priložena magnetna gobica za brisanje e-črnila: DA, 1 kom. | Magnetic sponge included for wiping e-ink: YES, 1 pc.
| Zavračanje dlani pri pisanju: DA | Hand rejection when writing: YES
| Ozvočenje: min. 2x 20 W, usmerjeno naprej v prostor in 1x 20 W nizkotonec | Sound system: min. 2x 20 W forward-facing and 1x 20 W subwoofer
| Impedanca zvočnikov: 4 ohmov | Speaker impedance: 4 ohms
| Vhodi/izhodi s prednje strani: 1x C-type PD 100 W, 1x HDMI-in 2.1 s HDCP 2.2, | Inputs/outputs from the front: 1x C-type PD 100 W, 1x HDMI-in 2.1 with HDCP 2.2,
| 1x USB-B 3.2 Touch, 2x USB-A 3.2, 1x Mic-in | 1x USB-B 3.2 Touch, 2x USB-A 3.2, 1x Mic-in
| Vhodi/izhodi z zadnje strani: 2x HDMI-in 2.1 s HDCP 2.2, 1x DP 1.2, 3x USB-B 3.2 | Rear inputs/outputs: 2x HDMI-in 2.1 with HDCP 2.2, 1x DP 1.2, 3x USB-B 3.2
| touch, 1x C-type PD 15 W, 2x USB-A 3.2, 1x USB-A 3.2 Android, 1x HDMI-out 2.1, | touch, 1x C-type PD 15 W, 2x USB-A 3.2, 1x USB-A 3.2 Android, 1x HDMI-out 2.1,
| 1xRS232, 1x RJ45 Gigabit-in, 1x RJ45 Gigabit-out, 1x prosta OPS reža, 1x prosta | 1xRS232, 1x RJ45 Gigabit-in, 1x RJ45 Gigabit-out, 1x free OPS slot, 1x free
| SDM-S reža, 1x SPDIF, 1x Audio-out Jack 3,5 mm, 1x dodatno napajanje do 180W, | SDM-S slot, 1x SPDIF, 1x Audio-out Jack 3.5 mm, 1x additional power supply up to 180W,
| predpriprava za montažo NUC računalnika (VESA 75x75 ali 100x100). | pre-mounting for NUC computer (VESA 75x75 or 100x100).
| Integrirani mikrofoni, vsaj 8 prostorskih usmerjenih mikrofonov s funkcijami | Integrated microphones, at least 8 spatially oriented microphones with functions
| zmanjševanja hrupa in odmevov. | reducing noise and echoes.
| Integrirana ePTZ kamera, za daljinskim upravljanjem, na zgornjem robu zaslona | Integrated ePTZ camera, behind remote control, on the top edge of the screen
| s 4K senzorjem in 120° vidnim kotom. | with 4K sensor and 120° field of view.
| NFC senzor za prijavo uporabnika. | NFC sensor for user login.
| Procesor: 8-jedrni | Processor: 8-core
| GPU: min. Mali Odin G610 MC4 | GPU: min. Mali Odin G610 MC4
| RAM: min. 16 GB DDR4 | RAM: min. 16 GB DDR4
| ROM: min. 320 GB z možnostjo razširitve | ROM: min. 320 GB, expandable
| OS: Android 15 z EDLA certifikatom | OS: Android 15 with EDLA certification
| Aplikacija digitalna bela tabla: DA, z vključenimi didaktničnimi orodji (šestilo, | Digital whiteboard app: YES, with didactic tools included (hex,
| geotrikotnik, ravnilo), možnostjo izbire barv ozadij in predlog, integiranim Google | geotriangle, ruler), a choice of background colours and templates, integrated Google
| in Google Image iskalom, Youtube iskalom, povezavo z One Drive in Google | and Google Image search, YouTube search, One Drive and Google Drive connection
| Drive računom ter deljivim kanvasom na vsaj 3 ločene dele. | Drive account and divisible canvas into at least 3 separate parts.
| Jezik uporabniškega vmesnika: slovenščina | User interface language: slovene
| WiFi in Bluetooth povezava: min. WiFi6 in BT 5.2, vgrajen odstranljiv modul | WiFi and Bluetooth connectivity: min. WiFi6 and BT 5.2, built-in removable module
| Energy Star in EPEAT certifikat: DA | Energy Star and EPEAT certified: YES
| MDM program za upravljanje vseh naprav na daljavo: DA | MDM software for remote management of all devices: YES
| Priloženo: kabli za povezavo (HDMI min. 3m, USB A/B min. 3m, C-type min | Included: connection cables (HDMI min. 3m, USB A/B min. 3m, C-type min
| 1,8 m, Audio 3,5 min. 3 m,) daljinec z baterijami, namenska krpa in čistilo za | 1.8 m, Audio 3.5 min. 3 m,) remote control with batteries, dedicated cloth and cleaner for
| čiščenje zaslona. | cleaning the screen.
| Masa, ne več kot 39 kg | Weight, not more than 39 kg
| NEWLINE ELARA PRO | NEWLINE ELARA PRO
1.299 | Stenska konzola za monitorje 55"-80" velikosti, popolnoma raven, | Wall bracket for 55"-80" monitors, fully flat, | kos | 55 |  | 0
| za ekrane nosilnosti do 75kg, odmik od stene: minimalno 52mm, pomontažno | for screens up to 75kg, minimum wall clearance: 52mm, flush-mounted
| niveliranje, VESA: 800x400, črne barve, blokada tilta, tilt vertikalno | levelling, VESA: 800x400, black, bridge lock, tilt vertical
| obračanje 15° | 15° rotation
| VOGELS tip PFW 6810 | VOGELS type PFW 6810
1.300 | Drobni vezni, montažni, konektorji in adapterski in drugi nespecificiran | Small connectors, assemblies, connectors and adaptors and other non-specified | kpl | 1 |  | 0
| potrošni material (adapterji, konektorji XLR, Fenix, jack, BNC,…) | consumables (adapters, XLR, Fenix, jack, BNC,...)
1.301 | Montaža ponujene multimedijske opreme na označeno in preizkušeno | Installation of the multimedia equipment offered on the marked and tested | kpl | 1 |  | 0
| instalacijo, zaključevanje kablov s konektorji, priklop na izvedeno inštalacijo, | installation, termination of cables with connectors, connection to the completed installation,
| test delovanja | performance test
1.302 | Predaja dokumentacije opreme, sheme povezav sistema, šolanje | Handover of equipment documentation, system connection diagrams, training | kos | 1 |  | 0
| uporabnika v trajanju do2 uri, predaja kratkih navodil v slovenskem | up to 2 hours, brief instructions in Slovenian
| jeziku ter primopredaja sistema | language and handover of the system
1.303 | Potrebni kabli računalniške mreže, Cat. 6A, komplet s polaganjem | Required computer network cables, Cat. 6A, complete with installation | kpl | 1 |  | 0
1.304 | Potrebni jakotočni napajalni kabli, komplet s polaganjem | Power cables required, complete with installation | kpl | 1 |  | 0
1.305 | Potrebni ostali EI material in oprema | Other EI material and equipment required | kpl | 1 |  | 0
| PRENOSNI SISTEM ZA SLUŠNO PRIZADETE: | A PORTABLE SYSTEM FOR THE HEARING IMPAIRED:
1.306 | Digitalni brezžični oddajnik, DECT tehnologija, modrozobi vmesnik, visoka | Digital wireless transmitter, DECT technology, blue-tooth interface, high | kpl | 1 |  | 0
| zaščita pred neavtoriziranem prisluškovanju z AES-256 enkripcijo, | protection against unauthorised eavesdropping with AES-256 encryption,
| možnost dvosmernega prenosa avdio signala, multifunkcijska tipka, | two-way audio signal transmission, multi-function key,
| tipka za regulacijo glasnosti vgrajenih slušalk, naglavnega seta, indukcijske | volume control key for built-in headphones, headset, induction
| zanke, "mute" tipka, delovanje z vgrajenimi litij-ionskimi baterijami, OLED, | loops, "mute" key, operation with built-in lithium-ion batteries, OLED,
| linijski vhod preko 3,5mm stereo jack konektorja, USB-C priključek za | line input via 3.5mm stereo jack connector, USB-C connector for
| avdio in napajanje, 4-pin mini XLR konektor za priklop zunanjega mikrofona, | audio and power supply, 4-pin mini XLR connector for external microphone,
| delovanje 15 ur ali več, delovanje DECT: 1.880 MHz do 1.900 MHz, vgrajen | 15 hours or more operation, DECT operation: 1.880 MHz to 1.900 MHz, built-in
| DSP | DSP
| TELEVIC tip UNITE TP | TELEVIC type UNITE TP
1.307 | Digitalni brezžični sprejemnik, DECT tehnologija, modrozobi vmesnik, visoka | Digital wireless receiver, DECT technology, blue-tooth interface, high | kpl | 1 |  | 0
| zaščita pred neavtoriziranem prisluškovanju z AES-256 enkripcijo, | protection against unauthorised eavesdropping with AES-256 encryption,
| tipka za vklop-izklop in menu, multifunkcijska tipka, | on/off and menu key, multi-function key,
| tipka za regulacijo glasnosti vgrajenih slušalk, naglavnega seta, indukcijske | volume control key for built-in headphones, headset, induction
| zanke, statusni LED indikator delovanja in polnjenja, delovanje z vgrajenimi | loops, LED status indicator for operation and charging, operation with built-in
| litij-ionskimi baterijami, OLED, USB-C priključek za avdio in napajanje, | lithium-ion batteries, OLED, USB-C connector for audio and power,
| delovanje 15 ur ali več, delovanje DECT: 1.880 MHz do 1.900 MHz | 15 hours or more operation, DECT operation: 1.880 MHz to 1.900 MHz
| TELEVIC tip UNITE RP | TELEVIC type UNITE RP
1.308 | Naglavni mikrofon za digitalni brezžični oddajnik, frekvenčni razpon: | Headband microphone for digital wireless transmitter, frequency range: | kpl | 1 |  | 0
| 20 Hz - 20.000 Hz, omni usmerjen, kondenzatorski mikrofon, zaščita pred | 20 Hz - 20,000 Hz, omnidirectional, condenser microphone, protection against
| brizganjem vode, lahek in nastavljiv vratni pas, fleksibilna in trpežna | water spray, lightweight and adjustable neck strap, flexible and durable
| konstrukcija, bež barva | construction, beige
| TELEVIC tip TG H56 tan | TELEVIC tip TG H56 tan
1.309 | Namizni napajalnik za oddajnike in sprejemnike, indikacija napajanja, | Desktop power supply for transmitters and receivers, power indication, | kpl | 1 |  | 0
| Napajanje do štirih enot, maksimalni čas napajanja: 4 ure | Power up to four units, maximum power supply time: 4 hours
| TELEVIC tip UNITE DS-4/2 | UNITE DS-4/2 type
1.310 | Indukcijska vratna zanka, pripomoček za osebe z okvaro sluha s slušnim | Induction Neck Loop, an aid for hearing impaired people with hearing loss | kos | 1 |  | 0
| aparatom ali polževim vsadkom, impedanca: 2x 12,5Ω | implanted cochlear implant, impedance: 2x 12.5Ω
| TELEVIC tip IL 200 | TELEVIC type IL 200
1.311 | Kovček za transport in zaščito komponent: | Carrying case for transport and protection of components: | kpl | 32 |  | 0
| Vložek prilagojen za štiri sprejemnike, oddajnik, napajalnik, mikrofon, | Cartridge adapted for four receivers, transmitter, power supply, microphone,
| štiri indukcijske zanke in set kablov, | four induction loops and a set of cables,
| Material ohišja: lahka in trpežna smola HPX™, | Housing material: lightweight and durable HPX™ resin,
| Material zapaha: polibutilentereftalat (PBT), | Material of the closure: polybutylene terephthalate (PBT),
| Material vložka: 1,3/1,35 poliester, | Insert material: 1,3/1,35 polyester,
| Dvoslojni tečaj z mehkim oprijemom, | Double-layer soft-grip hinge,
| 2x samozaklenitveno zapiralo, odpiranje z lahkom dotikom, | 2x self-locking closure, easy-touch opening,
| Material zatičev: nerjaveče jeklo, | Pin material: stainless steel,
| Tesnilo z O-obročem iz sintetične gume z dobro UV obstojnost in | O-ring seal made of synthetic rubber with good UV resistance and
| odpornost proti staranju (EPDM), | ageing resistance (EPDM),
| Zapirala iz nerjavnega jekla z visečo ključavnico | Stainless steel padlock closures
| Vodotesen, odporen na udarce in prah, zaščita IP67 | Waterproof, shockproof and dustproof, IP67 protection
| Izpustni ventil: Gortex membrana | Discharge valve: Gortex membrane
| Notranje mere (d x š x g): 33cm x 23,4cm x 15,2cm | Internal dimensions (l x w x d): 33cm x 23.4cm x 15.2cm
| Zunanje mere (d x š x g): 36,1cm x 29cm x 16,5cm | External dimensions (l x w x d): 36.1cm x 29cm x 16.5cm
| 3.12.1_Multimedijska oprema | 3.12.1_Multimedijska oprema |  |  |  | 0

## 3.12.2_Ostalo
Investitor: | UNIVERZA V LJUBLJANI | UNIVERSITY IN LJUBLJANA
Gradnja: | Fakulteta za strojništvo | Faculty of Mechanical Engineering
Objekt: | STAVBA FAKULTETE | FACULTY BUILDING
3.12 | ELEKTRO DELA | ELECTRICAL WORKS
3.12.2 | OSTALO | OTHER |  |  |  | 0
Opomba: Cene so v EUR brez DDV-ja / Note: Prices are in EUR excluding VAT
Poz. | Opis | Description | EM | Količina | Cena/EM | Cena
2 | OSTALO | OTHER
2.1 | Priprava podlog za izdelavo PID projekta. Vnos sprememb, do katerih pride med izvedbo, v en izvod PZI projekta. | Preparation of the basis for the PID project. Entry of changes that occur during implementation in one copy of the PID project. | kpl | 1 |  | 0
2.2 | IQ in OQ izvedba testiranja sistemov tehničnega varovanja vključno s pripravo kvalifikacijske dokumentacije | IQ and OQ testing of technical security systems including preparation of qualification documentation | kpl | 1 |  | 0
2.3 | Navodila za obratovanje in vzdrževanje. Izdelana natančna obratovalna in vzdrževalna navodila za posamezni sistem oziroma napravo. | Operation and maintenance instructions. Detailed operation and maintenance instructions for each system or installation. | kpl | 1 |  | 0
2.4 | Pozitivne ocene, atesti, certifikati in potrdila ustreznih inštitucij za dokazovanje primerne kakovosti vgrajenih naprav, napeljav, materialov in montažnih del (EIMV, IVD, ZAG, SIQ in podobno). | Positive evaluations, attestations, certificates and attestations of the relevant institutions to prove the adequate quality of the installed devices, installations, materials and assembly works (EIMV, IVD, ZAG, SIQ, etc.). | kpl | 1 |  | 0
| Opomba: | Remark:
| Dobavitelj opreme prilagodi projekt za izvedbo PZI na izbrano oziroma ponujeno opremo! | The equipment supplier adapts the PZI project to the equipment selected or offered!
| OSTALO | OTHER |  |  |  | 0